## Sheet1
Code_name | MAIN-Category | SUB-Category | BRAND | Model number | Housing Size (mm) | Function Specific | Range | Output | Supply Voltage | Connection | Material | Images | PDF
SE-PH-XE-OD31B04PSA2P | SENSOR | PHOTOELECTRIC | XECRO | OD31-B04PS-A2P | Rectangular | Background Suppression | 200-500 | PNP NO/NC | 10-30VDC | Cable | Plastic
| SENSOR | CAPACITIVE | CARLO GAVAZZI | CA12CLC08BPRT | M12 | Teach mode | 2024-05-15 | NPN/PNP | 10-30VDC | Cable | Plastic, Flush | https://drive.google.com/file/d/1JVKgbTsT_yRZut_-DI03s0LU-flCViqH/view?usp=drive_link | https://drive.google.com/file/d/1v9CZBIxc8yh-IBMf9XtVOPrbGc03MP6A/view?usp=drive_link
| SENSOR | INDUCTIVE | SELET | B02651POV6 | M6.5 |  | 0.8-4 | PNP NO |  | Plug M12 | Metal
| SENSOR | INDUCTIVE | SELET | FOP03PNSCV8 | Rectangular | Fork Type | 0.8-4 | NPN/PNP | 10-30VDC | Plug M8 | Plastic | https://drive.google.com/file/d/1AKGRAv5pzVVzUt3MTWhiI0R5J9RncO_t/view?usp=drive_link
| SENSOR | PHOTOELECTRIC | SELET | OCV18DOPNORC5 | Cylindrical | Diffuse Reflective | 200-500 | PNP NO | 10-30VDC | Plug M12 | Metal
| SENSOR | PHOTOELECTRIC | SELET | OCV50/1500/4-20MAC5 | Rectangular | Analog | 1500-3000 | 4-20mA | 10-30VDC | Plug M12 | Plastic
| SENSOR | PHOTOELECTRIC | SELET | OCV50T/CPNSC | Rectangular |  | 1500-3000 | NPN/PNP |  | Cable | Plastic
| SENSOR | PHOTOELECTRIC | SELET | OCV81/600/0-10V | M18 | Analog | 600-1000 | 0-10V |  | Cable | Metal | https://drive.google.com/file/d/1o2PR_Fw4a9Q-LJaSj00ytohOYURF0q98/view?usp=drive_link | https://drive.google.com/file/d/15NqkRqO_ogfnnfofjTDan3EQyPEzeac7/view?usp=drive_link
| SENSOR | PHOTOELECTRIC | SELET | OCV81/600/4-20mA | M18 | Analog | 600-1000 | 4-20mA |  | Cable | Metal | https://drive.google.com/file/d/1o2PR_Fw4a9Q-LJaSj00ytohOYURF0q98/view?usp=drive_link | https://drive.google.com/file/d/15NqkRqO_ogfnnfofjTDan3EQyPEzeac7/view?usp=drive_link
| SENSOR | PHOTOELECTRIC | SELET | OCV81/CPNORMC5 | M18 |  | 1500-3000 | PNP NO |  | Plug | Metal | https://drive.google.com/file/d/1dRvISftRSE9lw2i2oyVP1Q6o4ls5gFT4/view?usp=drive_link
| SENSOR | PHOTOELECTRIC | SELET | OCV84/CPSC | M18 |  | 1500-3000 | PNP NO/NC |  | Cable | Metal | https://drive.google.com/file/d/1lua8i86Fg-KQ9gfEI1TqhN5g44knVNln/view?usp=drive_link | https://drive.google.com/file/d/1X6Fhp5HAmStfZkU__9ixk5Z2r_fzu4xe/view?usp=drive_link
| ACCESSORIES | REFLECTOR | SELET | SCT2 | [7 empty] | https://drive.google.com/file/d/1oA45hV72ewV9Ly6vR4Rt0fZbumoap3nI/view?usp=drive_link
| SENSOR | CAPACITIVE | CARLO GAVAZZI | CA18CAF08NAM1 | M18 |  | 2024-05-15 | NPN NO/NC | 10-30VDC | Plug M12 | Plastic, Flush | https://drive.google.com/file/d/1ct78JBRBLVS5xxY8_dDbcKU69pudwJ-I/view?usp=drive_link | https://drive.google.com/file/d/1hJSyFRQimZnv_YyocM_okywnBe8ABwvK/view?usp=drive_link
| SENSOR | CAPACITIVE | CARLO GAVAZZI | CA18CAN12PA | M18 |  | 2024-05-15 | PNP NO/NC | 10-30VDC | Cable | Plastic,Non Flush | https://drive.google.com/file/d/1RCeqsbPSLJYqbvGlStGtKOPbjPH1MzPb/view?usp=drive_link | https://drive.google.com/file/d/1hJSyFRQimZnv_YyocM_okywnBe8ABwvK/view?usp=drive_link
| SENSOR | CAPACITIVE | CARLO GAVAZZI | CA18CAN12PAM1 | M18 |  | 2024-05-15 | PNP NO/NC | 10-30VDC | Plug M12 | Plastic,Non Flush | https://drive.google.com/file/d/1KmeCUrVtnethygbDVyG_1nkikPxXfxJR/view?usp=drive_link | https://drive.google.com/file/d/1hJSyFRQimZnv_YyocM_okywnBe8ABwvK/view?usp=drive_link
| SENSOR | CAPACITIVE | CARLO GAVAZZI | CA30CAF16NAM1 | M18 |  | 2024-05-15 | NPN NO/NC | 10-30VDC | Plug M12 | Plastic,Non Flush | https://drive.google.com/file/d/1maCkefUuy_79UT1CfcgaqP8mnWOUds15/view?usp=drive_link | https://drive.google.com/file/d/1hJSyFRQimZnv_YyocM_okywnBe8ABwvK/view?usp=drive_link
| SENSOR | CAPACITIVE | CARLO GAVAZZI | CA30CAF16PA | M30 |  | 16-35 | PNP NO/NC | 10-30VDC | Cable | Plastic, Flush | https://drive.google.com/file/d/1maCkefUuy_79UT1CfcgaqP8mnWOUds15/view?usp=drive_link | https://drive.google.com/file/d/1hJSyFRQimZnv_YyocM_okywnBe8ABwvK/view?usp=drive_link
| SENSOR | CAPACITIVE | CARLO GAVAZZI | CA30CAF16PAM1 | M30 |  | 16-35 | PNP NO/NC | 10-30VDC | Plug M12 | Plastic, Flush | https://drive.google.com/file/d/1maCkefUuy_79UT1CfcgaqP8mnWOUds15/view?usp=drive_link | https://drive.google.com/file/d/1hJSyFRQimZnv_YyocM_okywnBe8ABwvK/view?usp=drive_link
| SENSOR | CAPACITIVE | CARLO GAVAZZI | CA30CAN25NA | M30 |  | 16-35 | PNP NO/NC | 10-30VDC | Cable | Plastic,Non Flush | https://drive.google.com/file/d/1maCkefUuy_79UT1CfcgaqP8mnWOUds15/view?usp=drive_link | https://drive.google.com/file/d/1hJSyFRQimZnv_YyocM_okywnBe8ABwvK/view?usp=drive_link
| SENSOR | CAPACITIVE | CARLO GAVAZZI | CA30CAN25NAM1 | M30 |  | 16-35 | NPN NO/NC | 10-30VDC | Plug M12 | Plastic,Non Flush | https://drive.google.com/file/d/1maCkefUuy_79UT1CfcgaqP8mnWOUds15/view?usp=drive_link | https://drive.google.com/file/d/1hJSyFRQimZnv_YyocM_okywnBe8ABwvK/view?usp=drive_link
| SENSOR | CAPACITIVE | CARLO GAVAZZI | CA30CAN25PA | M30 |  | 16-35 | PNP NO/NC | 10-30VDC | Cable | Plastic,Non Flush | https://drive.google.com/file/d/1TE1xMj_YL4GlWzf6BvNIn5ImvXHjHMvO/view?usp=drive_link | https://drive.google.com/file/d/1hJSyFRQimZnv_YyocM_okywnBe8ABwvK/view?usp=drive_link
| SENSOR | CAPACITIVE | CARLO GAVAZZI | CA30CAN25PAM1 | M30 |  | 16-35 | PNP NO/NC | 10-30VDC | Plug M12 | Plastic,Non Flush | https://drive.google.com/file/d/1maCkefUuy_79UT1CfcgaqP8mnWOUds15/view?usp=drive_link | https://drive.google.com/file/d/1hJSyFRQimZnv_YyocM_okywnBe8ABwvK/view?usp=drive_link
| SENSOR | FIBER OPTIC | TAKEX | F85RNP-J | Rectangular | Fiber Amplifier |  | NPN/PNP | 10-30VDC | Plug M8 | Plastic | https://drive.google.com/file/d/1CUOiIhK4UUE85xHGgoD30QPM3_dJLpYQ/view?usp=drive_link | https://drive.google.com/file/d/152cTNyyv3yP9UNAFQYPdVB9plie0eGyR/view?usp=drive_link
| SENSOR | FIBER OPTIC | TAKEX | FR8EBC | Attachment | Retroreflective | 200-500 | NPN/PNP | 12-24V | Plug M8 | Plastic | https://drive.google.com/file/d/13IlbsvxA3vQ8oR5G5iVAcBxyGe67SHdL/view?usp=drive_link | https://drive.google.com/file/d/1gyvMvuPbqSCtLmIRF19K9dCkHa4IhiDL/view?usp=drive_link
| SENSOR | MAGNETIC | CARLO GAVAZZI | ILMS2 |  | Level
| SENSOR | PHOTOELECTRIC | TAKEX | GN-T7CPN | Rectangular | Thru Beam | 7000-10000 | PNP NO/NC | 10-30VDC | Cable | Plastic | https://drive.google.com/file/d/1GVLF9a9JkOk1bYYXXGVNCDj2L8BkCg5E/view?usp=sharing | https://drive.google.com/file/d/1am3d5DZURZcUvyojSVdSivb7k0VDUPiV/view?usp=drive_link
| SENSOR | CAPACITIVE | CARLO GAVAZZI | CA30CLL30BP | M30 |  | 16-35 | NO/NC | 3W,10-30VDC | Cable | Plastic, Flush | https://drive.google.com/file/d/1maCkefUuy_79UT1CfcgaqP8mnWOUds15/view?usp=drive_link | https://drive.google.com/file/d/1u8K0Dxeyjqs0WKCfOmLTD5pqKIpHsVRI/view?usp=drive_link
| SENSOR | CAPACITIVE | CARLO GAVAZZI | CA30CLL30BPM1 | M30 |  | 16-35 | NO/NC | 3W,10-30VDC | Plug M12 | Plastic, Flush | https://drive.google.com/file/d/1maCkefUuy_79UT1CfcgaqP8mnWOUds15/view?usp=drive_link | https://drive.google.com/file/d/1u8K0Dxeyjqs0WKCfOmLTD5pqKIpHsVRI/view?usp=drive_link
| SENSOR | PHOTOELECTRIC | CARLO GAVAZZI | LD32CND15PPT | Rectangular | Mark /Colour | 100-150 | PNP |  | Cable | Plastic | https://drive.google.com/file/d/1dmkuVNmS60xYJD3bR_vrR-Js6JSj-zMI/view?usp=drive_link | https://drive.google.com/file/d/1ntp18lIN_1KIxMWoJML-ygzXRzLSYYOP/view?usp=drive_link
| SENSOR | PHOTOELECTRIC | CARLO GAVAZZI | LD32CNP10PPT | Rectangular | Mark /Colour | 600-1000 | NPN/PNP, NO/NC |  | Cable | Plastic | https://drive.google.com/file/d/1dmkuVNmS60xYJD3bR_vrR-Js6JSj-zMI/view?usp=drive_link | https://drive.google.com/file/d/1ntp18lIN_1KIxMWoJML-ygzXRzLSYYOP/view?usp=drive_link
| SENSOR | CAPACITIVE | CARLO GAVAZZI | CB18CLN12TCFT | M18 |  | 2024-05-15 | NO | 2W,10-30VDC | Cable | Plastic,Non Flush | https://drive.google.com/file/d/1jm2TlCXQKedVVzACH-DL6CePwlmoOsM7/view?usp=drive_link | https://drive.google.com/file/d/1u8K0Dxeyjqs0WKCfOmLTD5pqKIpHsVRI/view?usp=drive_link
| SENSOR | CAPACITIVE | CARLO GAVAZZI | EC3016NPAPL | M30 |  | 16-35 | NPN NO/NC | 10-30VDC | Cable | Plastic, Flush | https://drive.google.com/file/d/1Bd1ZNoYYtQH-JMRLDkj_upM3hRPoT9rn/view?usp=drive_link | https://drive.google.com/file/d/1u8K0Dxeyjqs0WKCfOmLTD5pqKIpHsVRI/view?usp=drive_link
| SENSOR | CAPACITIVE | CARLO GAVAZZI | EC3016NPASL-1 | M30 |  | 16-35 | NPN NO/NC | 10-30VDC | Plug M12 | Metal, Flush | https://drive.google.com/file/d/1Bd1ZNoYYtQH-JMRLDkj_upM3hRPoT9rn/view?usp=drive_link | https://drive.google.com/file/d/1u8K0Dxeyjqs0WKCfOmLTD5pqKIpHsVRI/view?usp=drive_link
| SENSOR | CAPACITIVE | CARLO GAVAZZI | EC3016PPAPL | M30 |  | 16-35 | PNP NO/NC | 10-30VDC | Cable | Plastic, Flush | https://drive.google.com/file/d/1Bd1ZNoYYtQH-JMRLDkj_upM3hRPoT9rn/view?usp=drive_link | https://drive.google.com/file/d/1u8K0Dxeyjqs0WKCfOmLTD5pqKIpHsVRI/view?usp=drive_link
| SENSOR | CAPACITIVE | CARLO GAVAZZI | EC3016PPAPL-1 | M30 |  | 16-35 | PNP NO/NC | 10-30VDC | Plug M12 | Plastic, Flush | https://drive.google.com/file/d/1Bd1ZNoYYtQH-JMRLDkj_upM3hRPoT9rn/view?usp=drive_link | https://drive.google.com/file/d/1u8K0Dxeyjqs0WKCfOmLTD5pqKIpHsVRI/view?usp=drive_link
| SENSOR | CAPACITIVE | CARLO GAVAZZI | EC3016PPASL-1 | M30 |  | 16-35 | PNP NO/NC | 10-30VDC | Plug M12 | Metal, Flush | https://drive.google.com/file/d/1Bd1ZNoYYtQH-JMRLDkj_upM3hRPoT9rn/view?usp=drive_link | https://drive.google.com/file/d/1u8K0Dxeyjqs0WKCfOmLTD5pqKIpHsVRI/view?usp=drive_link
| SENSOR | CAPACITIVE | CARLO GAVAZZI | EC3025NPAPL | M30 |  | 16-35 | NPN NO/NC | 10-30VDC | Cable | Plastic,Non Flush | https://drive.google.com/file/d/1xKRlO2bulRnIt2-8C4o_aWI7yWJ17SLe/view?usp=drive_link | https://drive.google.com/file/d/1u8K0Dxeyjqs0WKCfOmLTD5pqKIpHsVRI/view?usp=drive_link
| SENSOR | CAPACITIVE | CARLO GAVAZZI | EC3025PPAPL | M30 |  | 16-35 | PNP NO/NC | 10-30VDC | Cable | Plastic,Non Flush | https://drive.google.com/file/d/1xKRlO2bulRnIt2-8C4o_aWI7yWJ17SLe/view?usp=drive_link | https://drive.google.com/file/d/1u8K0Dxeyjqs0WKCfOmLTD5pqKIpHsVRI/view?usp=drive_link
| SENSOR | CAPACITIVE | CARLO GAVAZZI | EC5525NPAP | Rectangular |  | 16-35 | NPN NO/NC | 10-30VDC | Cable | Plastic,Non Flush | https://drive.google.com/file/d/1taud4e_PrVOupi-PgkUuaBRpd0cfHQpz/view?usp=drive_link | https://drive.google.com/file/d/16LRDJdSbHN2Ez4eH9gAXaCsm8rMKSHzv/view?usp=drive_link
| SENSOR | CAPACITIVE | CARLO GAVAZZI | EC5525PPAP | Rectangular |  | 16-35 | PNP NO/NC | 10-30VDC | Cable | Plastic | https://drive.google.com/file/d/1taud4e_PrVOupi-PgkUuaBRpd0cfHQpz/view?usp=drive_link | https://drive.google.com/file/d/16LRDJdSbHN2Ez4eH9gAXaCsm8rMKSHzv/view?usp=drive_link
| SENSOR | CAPACITIVE | CARLO GAVAZZI | EC5525PPAP-1 | Rectangular |  | 16-35 | PNP NO/NC | 10-30VDC | Plug | Plastic | https://drive.google.com/file/d/1taud4e_PrVOupi-PgkUuaBRpd0cfHQpz/view?usp=drive_link | https://drive.google.com/file/d/16LRDJdSbHN2Ez4eH9gAXaCsm8rMKSHzv/view?usp=drive_link
| SENSOR | CAPACITIVE | CARLO GAVAZZI | ECH3010PPAT-1 | M30 | High Temperature | 16-35 | PNP NO/NC | 10-30VDC | Plug M12 | Metal, Flush | https://drive.google.com/file/d/1rAa6cqbrc4vs9dUNswJT5HXNwltudWzp/view?usp=drive_link | https://drive.google.com/file/d/16LRDJdSbHN2Ez4eH9gAXaCsm8rMKSHzv/view?usp=drive_link
| SENSOR | PHOTOELECTRIC | CARLO GAVAZZI | ED5502PPAP-1 | Rectangular | Diffuse Reflective | 200-500 | PNP NO/NC | 10-30VDC | Plug M12 | Plastic | https://drive.google.com/file/d/1ddXgB6LkqYM1AuCttyj539MzX4UUjiKR/view?usp=drive_link | https://drive.google.com/file/d/1eVvfUJ819CsDGqX1p-6YGOBzf5IrZGZM/view?usp=drive_link
| SENSOR | PHOTOELECTRIC | CARLO GAVAZZI | ED5506PPAP-1 | Rectangular | Diffuse Reflective | 600-1000 | PNP NO/NC | 10-30VDC | Plug M12 | Plastic | https://drive.google.com/file/d/1lKrCxBsVkP5UCDgNoTWcQ15VKAK3Ac3t/view?usp=drive_link | https://drive.google.com/file/d/1eVvfUJ819CsDGqX1p-6YGOBzf5IrZGZM/view?usp=drive_link
| SENSOR | FIBER OPTIC | CARLO GAVAZZI | EF1801PPAS-1 | Cylindrical | Fiber Amplifier | 100-150 | PNP NO/NC | 10-30VDC | Plug M12 | Metal | https://drive.google.com/file/d/10sLMNZKASldVhiel7eDeXXhpQIgEBkyr/view?usp=drive_link
| SENSOR | PHOTOELECTRIC | CARLO GAVAZZI | EO1804NPAS | M18 | Diffuse Reflective | 200-500 | NPN NO/NC | 10-30VDC | Cable | Metal | https://drive.google.com/file/d/10sLMNZKASldVhiel7eDeXXhpQIgEBkyr/view?usp=drive_link | https://drive.google.com/file/d/1EGKnpp7xV7S7Nu3gqRiU4QVXTaN38mkR/view?usp=drive_link
| SENSOR | PHOTOELECTRIC | CARLO GAVAZZI | EO1804PPAS | M18 | Diffuse Reflective | 200-500 | PNP NO/NC | 10-30VDC | Cable | Metal | https://drive.google.com/file/d/17GxGiBl02eXkfxJtI9-0Ufbt3JqcsvZQ/view?usp=drive_link | https://drive.google.com/file/d/1EGKnpp7xV7S7Nu3gqRiU4QVXTaN38mkR/view?usp=drive_link
| SENSOR | PHOTOELECTRIC | CARLO GAVAZZI | EO1804PPAS-1 | M18 | Diffuse Reflective | 200-500 | PNP NO/NC | 10-30VDC | Plug M12 | Metal | https://drive.google.com/file/d/1lx8k3q81TArMY5TqtM5XLVDGKvjSleEL/view?usp=drive_link | https://drive.google.com/file/d/1EGKnpp7xV7S7Nu3gqRiU4QVXTaN38mkR/view?usp=drive_link
| SENSOR | PHOTOELECTRIC | CARLO GAVAZZI | EP1820PPAS | M18 | Polorised reflective | 200-500 | PNP NO/NC | 10-30VDC | Cable | Metal | https://drive.google.com/file/d/199J4M9wIiq5QbhvZOelNyFl2DGdtlpEp/view?usp=drive_link | https://drive.google.com/file/d/1EGKnpp7xV7S7Nu3gqRiU4QVXTaN38mkR/view?usp=drive_link
| SENSOR | PHOTOELECTRIC | CARLO GAVAZZI | EP1820PPAS-1 | M18 | Polorised reflective | 200-500 | PNP NO/NC | 10-30VDC | Plug M12 | Metal | https://drive.google.com/file/d/1Mi3WcdMP30jvwWlk2Zkcu8yVEJnqyzku/view?usp=drive_link | https://drive.google.com/file/d/1EGKnpp7xV7S7Nu3gqRiU4QVXTaN38mkR/view?usp=drive_link
| SENSOR | PHOTOELECTRIC | CARLO GAVAZZI | ER1830NPAS-1 | M18 | Retroreflective | 1500-3000 | NPN NO/NC | 10-30VDC | Plug M12 | Metal | https://drive.google.com/file/d/1Mi3WcdMP30jvwWlk2Zkcu8yVEJnqyzku/view?usp=drive_link | https://drive.google.com/file/d/1EGKnpp7xV7S7Nu3gqRiU4QVXTaN38mkR/view?usp=drive_link
| SENSOR | PHOTOELECTRIC | CARLO GAVAZZI | ER1830PPAS-1 | M18 | Retroreflective | 1500-3000 | NPN NO/NC | 10-30VDC | Plug M12 | Metal | https://drive.google.com/file/d/1Mi3WcdMP30jvwWlk2Zkcu8yVEJnqyzku/view?usp=drive_link | https://drive.google.com/file/d/1EGKnpp7xV7S7Nu3gqRiU4QVXTaN38mkR/view?usp=drive_link
| SENSOR | PHOTOELECTRIC | CARLO GAVAZZI | LD30CNBI10BPA2IO | Rectangular | LASER TOF Background | 600-1000 | IO-Link | 10-30VDC | Cable | Plastic | https://drive.google.com/file/d/1gohJn_DF2E1rZXgJqcAQZxtxwXMmP109/view?usp=drive_link | https://drive.google.com/file/d/1EGKnpp7xV7S7Nu3gqRiU4QVXTaN38mkR/view?usp=drive_link
| SENSOR | PHOTOELECTRIC | CARLO GAVAZZI | LD30CNBI10BPM5IO | Rectangular | LASER TOF Background | 600-1000 | IO-Link | 10-30VDC | Plug M8 | Plastic | https://drive.google.com/file/d/1YHElCw8eIPy_RAZWFYQf82Ad7FQI85rd/view?usp=drive_link | https://drive.google.com/file/d/1EGKnpp7xV7S7Nu3gqRiU4QVXTaN38mkR/view?usp=drive_link
CO-PL-AR-LD30CPBR10BPA2IO | SENSOR | PHOTOELECTRIC | CARLO GAVAZZI | LD30CPBR10BPA2IO | Rectangular | LASER TOF Background | 100-150 | NPN/PNP | 10-30VDC | Cable | Plastic | https://drive.google.com/file/d/1wKxgmHaLybT6ZHAstplaYCrrrM_bAShO/view?usp=drive_link | https://drive.google.com/file/d/1EGKnpp7xV7S7Nu3gqRiU4QVXTaN38mkR/view?usp=drive_link
| SENSOR | PHOTOELECTRIC | CARLO GAVAZZI | LD30EPBR60BPM5IO | Rectangular | LASER TOF Background | 600-1000 | IO-Link | 10-30VDC | Plug M8 | Plastic | https://drive.google.com/file/d/1YHElCw8eIPy_RAZWFYQf82Ad7FQI85rd/view?usp=drive_link | https://drive.google.com/file/d/1EGKnpp7xV7S7Nu3gqRiU4QVXTaN38mkR/view?usp=drive_link
| SENSOR | PHOTOELECTRIC | CARLO GAVAZZI | LD30ETBI10BPM5IO | Rectangular | Diffuse Reflective | 600-1000 | NPN/PNP | 10-30VDC | Plug | Metal | https://drive.google.com/file/d/1ncKswwl4vHgXfN6ADGx9-4r37pD23Abe/view?usp=drive_link | https://drive.google.com/file/d/1EGKnpp7xV7S7Nu3gqRiU4QVXTaN38mkR/view?usp=drive_link
| SENSOR | PHOTOELECTRIC | CARLO GAVAZZI | MOFR | Cylindrical | Thru Beam | 20000 |  | 10-30VDC | Cable | Plastic | https://drive.google.com/file/d/1dsWmbXWfs9JLVblvq3MqW5WNVL3Usmax/view?usp=drive_link | https://drive.google.com/file/d/1EGKnpp7xV7S7Nu3gqRiU4QVXTaN38mkR/view?usp=drive_link
| SENSOR | PHOTOELECTRIC | CARLO GAVAZZI | MOFT 20 | Cylindrical | Thru Beam | 20000 |  | 10-30VDC | Cable | Plastic | https://drive.google.com/file/d/1g_ruO1YWzipKfy9qvETFAM02UFumkyXB/view?usp=drive_link | https://drive.google.com/file/d/1EGKnpp7xV7S7Nu3gqRiU4QVXTaN38mkR/view?usp=drive_link
| SENSOR | PHOTOELECTRIC | CARLO GAVAZZI | MPF1-912RS | Rectangular | Amplifier Thru Beam |  | Relay | 10-30VDC | Cable | Plastic | https://drive.google.com/file/d/1Js1h--bwzIWkVDdnW3olKFitB9JmQjPy/view?usp=drive_link | https://drive.google.com/file/d/1EGKnpp7xV7S7Nu3gqRiU4QVXTaN38mkR/view?usp=drive_link
| SENSOR | PHOTOELECTRIC | CARLO GAVAZZI | MPF1-912RSA | Rectangular | Amplifier Thru Beam |  | Relay | 10-30VDC | Screw Terminals | Plastic | https://drive.google.com/file/d/14SNhb_l7YQvi1UZWcxYvCWxsk2hd690C/view?usp=drive_link | https://drive.google.com/file/d/1EGKnpp7xV7S7Nu3gqRiU4QVXTaN38mkR/view?usp=drive_link
| SENSOR | PHOTOELECTRIC | CARLO GAVAZZI | MPF3-912RSA | Rectangular | Amplifier Thru Beam |  | Relay | 10-30VDC |  | Plastic | https://drive.google.com/file/d/1aS-kzEXMEI8E5OqNFVSY7is9LgXnE2qJ/view?usp=drive_link | https://drive.google.com/file/d/1EGKnpp7xV7S7Nu3gqRiU4QVXTaN38mkR/view?usp=drive_link
| SENSOR | PHOTOELECTRIC | CARLO GAVAZZI | MPFR-4 | Rectangular | Thru Beam | 15000 |  | 10-30VDC | Cable | Plastic | https://drive.google.com/file/d/1txcHJ0XEvwQQ9U0qLAAmdyAgNidZfzMI/view?usp=drive_link | https://drive.google.com/file/d/1EGKnpp7xV7S7Nu3gqRiU4QVXTaN38mkR/view?usp=drive_link
| SENSOR | PHOTOELECTRIC | CARLO GAVAZZI | MPFT15-4 | Cylindrical | Thru Beam | 15000 |  |  | Cable | Plastic | https://drive.google.com/file/d/1txcHJ0XEvwQQ9U0qLAAmdyAgNidZfzMI/view?usp=drive_link | https://drive.google.com/file/d/1EGKnpp7xV7S7Nu3gqRiU4QVXTaN38mkR/view?usp=drive_link
| SAFETY | SAFETY MODULE | CARLO GAVAZZI | NDS12BB24SA |  | Emergency STOP |  |  | 24VAC | Screw Terminals |  | https://drive.google.com/file/d/1nUwgqMc0PSXEEypRpi4ZGI4pqZ8Lr5hZ/view?usp=drive_link | https://drive.google.com/file/d/1Nl3zQwhJ0pj5x_Uj-kPSl7z3GBmXtUof/view?usp=drive_link
| SENSOR | PHOTOELECTRIC | CARLO GAVAZZI | PA12BNT20 | Cylindrical | Thru Beam | 20000 |  |  | Cable | Metal
| SENSOR | PHOTOELECTRIC | CARLO GAVAZZI | PA12BNT20PO | Cylindrical | Thru Beam | 20000 | PNP NO | 10-30VDC | Cable | Metal | https://drive.google.com/file/d/1zplfwccv8c2Mmq09vyxsJ5RWmccCKdHp/view?usp=drive_link | https://drive.google.com/file/d/1fV3-SzAxI3f227hxT6lJLVg3qTDzh74Z/view?usp=drive_link
| SENSOR | PHOTOELECTRIC | CARLO GAVAZZI | PA15IPPA | Rectangular | Diffuse Reflective | 100-150 | PNP NO/NC |  | Cable | Plastic | https://drive.google.com/file/d/14wZRyTPaOlWz0VbvkuXz8AzEoXLce2B5/view?usp=drive_link
| SENSOR | PHOTOELECTRIC | CARLO GAVAZZI | PA18ALD04TOM6SA | M18 | Diffuse Reflective | 200-500 | NO | 2W,24V-240VAC | Plug | Metal | https://drive.google.com/file/d/1kGGpewngWKaQQneLAvFhjp3ntcr8y30e/view?usp=drive_link | https://drive.google.com/file/d/1NTp_tIM7-iBUEXmEp46WE-HOJpZaP6u9/view?usp=drive_link
| SENSOR | PHOTOELECTRIC | CARLO GAVAZZI | PA18CAB20NASA | M18 | Background Suppression | 200-500 | NPN NO/NC | 10-30VDC | Cable | Plastic | https://drive.google.com/file/d/19U7IlGi1HKOV0kIoqn67SR23jDM9aYrY/view?usp=drive_link | https://drive.google.com/file/d/1IWMnxFTJGuhwQ2zjr2uv2kAlmRZzyy4q/view?usp=drive_link
| SENSOR | PHOTOELECTRIC | CARLO GAVAZZI | PA18CAD04NAWS-5M | M18 | Diffuse Reflective | 200-500 | NPN NO/NC | 10-30VDC | Plug M5 | Plastic | https://drive.google.com/file/d/14MetlxJl8HpHsyqoC_sjesNNn6fYbo9t/view?usp=drive_link | https://drive.google.com/file/d/1IWMnxFTJGuhwQ2zjr2uv2kAlmRZzyy4q/view?usp=drive_link
| SENSOR | PHOTOELECTRIC | CARLO GAVAZZI | PA18CAD04PAM1WS | M18 | Diffuse Reflective | 200-500 | PNP NO/NC | 10-30VDC | Plug | Plastic | https://drive.google.com/file/d/14MetlxJl8HpHsyqoC_sjesNNn6fYbo9t/view?usp=drive_link | https://drive.google.com/file/d/1IWMnxFTJGuhwQ2zjr2uv2kAlmRZzyy4q/view?usp=drive_link
| SENSOR | PHOTOELECTRIC | CARLO GAVAZZI | PA18CAD04PAWS | M18 | Diffuse Reflective | 200-500 | PNP NO/NC | 10-30VDC | Cable | Plastic | https://drive.google.com/file/d/14MetlxJl8HpHsyqoC_sjesNNn6fYbo9t/view?usp=drive_link | https://drive.google.com/file/d/1IWMnxFTJGuhwQ2zjr2uv2kAlmRZzyy4q/view?usp=drive_link
| SENSOR | PHOTOELECTRIC | CARLO GAVAZZI | PA18CAD04PAWS-5M | M18 | Diffuse Reflective | 200-500 | PNP NO/NC | 10-30VDC | Plug | Plastic | https://drive.google.com/file/d/14MetlxJl8HpHsyqoC_sjesNNn6fYbo9t/view?usp=drive_link
| SENSOR | PHOTOELECTRIC | CARLO GAVAZZI | PA18CAD10PAM1SA | M18 | Diffuse Reflective | 600-1000 | PNP NO/NC | 10-30VDC | Plug | Plastic | https://drive.google.com/file/d/14MetlxJl8HpHsyqoC_sjesNNn6fYbo9t/view?usp=drive_link | https://drive.google.com/file/d/1IWMnxFTJGuhwQ2zjr2uv2kAlmRZzyy4q/view?usp=drive_link
| SENSOR | PHOTOELECTRIC | CARLO GAVAZZI | PA18CAD10PASA | M18 | Diffuse Reflective | 600-1000 | PNP NO/NC | 10-30VDC | Cable | Plastic | https://drive.google.com/file/d/19U7IlGi1HKOV0kIoqn67SR23jDM9aYrY/view?usp=drive_link | https://drive.google.com/file/d/1IWMnxFTJGuhwQ2zjr2uv2kAlmRZzyy4q/view?usp=drive_link
| SENSOR | PHOTOELECTRIC | CARLO GAVAZZI | PA18CAP50PASA | M18 | Diffuse Reflective | 3500-6000 | PNP NO/NC | 10-30VDC
| SENSOR | PHOTOELECTRIC | CARLO GAVAZZI | PA18CAR65PASA | M18 | Retroreflective | 6500 | PNP NO/NC | 10-30VDC
| SENSOR | PHOTOELECTRIC | CARLO GAVAZZI | PA18CAT20M1 | M18 | Thru Beam | 20000 |  | 10-30VDC
| SENSOR | PHOTOELECTRIC | CARLO GAVAZZI | PA18CAT20NAM1SA | M18 | Thru Beam | 20000 |  | 10-30VDC
| SENSOR | PHOTOELECTRIC | CARLO GAVAZZI | PA18CAT20PAM1SA | M18 | Thru Beam | 20000 | PNP NO/NC | 10-30VDC
| SENSOR | PHOTOELECTRIC | CARLO GAVAZZI | PA18CLD04TCSA | M18 | Diffuse Reflective | 200-500 | NC | 2W,24V-240VAC | Cable | Plastic | https://drive.google.com/file/d/1lT1ZnL12_SlpUCSbZgfRgl_XAWaujKj-/view?usp=drive_link | https://drive.google.com/file/d/1xWFRY0yalOB4tdVWeyBHyBUK51L4IwdP/view?usp=drive_link
| SENSOR | PHOTOELECTRIC | CARLO GAVAZZI | PA18CLD04TOM6SA | M18 | Diffuse Reflective | 200-500 | NO | 2W,24V-240VAC | Plug | Plastic | https://drive.google.com/file/d/1lT1ZnL12_SlpUCSbZgfRgl_XAWaujKj-/view?usp=drive_link | https://drive.google.com/file/d/1xWFRY0yalOB4tdVWeyBHyBUK51L4IwdP/view?usp=drive_link
| SENSOR | PHOTOELECTRIC | CARLO GAVAZZI | PA18CLD04TOSA | M18 | Diffuse Reflective | 200-500 | NO | 2W,24V-240VAC | Cable | Plastic | https://drive.google.com/file/d/1lT1ZnL12_SlpUCSbZgfRgl_XAWaujKj-/view?usp=drive_link | https://drive.google.com/file/d/1xWFRY0yalOB4tdVWeyBHyBUK51L4IwdP/view?usp=drive_link
| SENSOR | PHOTOELECTRIC | CARLO GAVAZZI | PA18CLP20TC | M18 | Polorised reflective | 1500-3000 | NC | 2W,24V-240VAC |  |  | https://drive.google.com/file/d/1lT1ZnL12_SlpUCSbZgfRgl_XAWaujKj-/view?usp=drive_link | https://drive.google.com/file/d/1bjfXEDN3fQnUIxGsHdkVgaxb_-jZ3CPD/view?usp=drive_link
| SENSOR | PHOTOELECTRIC | CARLO GAVAZZI | PA18CLR30TC | M18 | Retroreflective | 1500-3000 | NC | 2W,24V-240VAC |  |  | https://drive.google.com/file/d/1lT1ZnL12_SlpUCSbZgfRgl_XAWaujKj-/view?usp=drive_link | https://drive.google.com/file/d/1bjfXEDN3fQnUIxGsHdkVgaxb_-jZ3CPD/view?usp=drive_link
| SENSOR | PHOTOELECTRIC | CARLO GAVAZZI | PA18CLR30TO | M18 | Retroreflective | 1500-3000 | NO | 2W,24V-240VAC |  |  | https://drive.google.com/file/d/1lT1ZnL12_SlpUCSbZgfRgl_XAWaujKj-/view?usp=drive_link | https://drive.google.com/file/d/1bjfXEDN3fQnUIxGsHdkVgaxb_-jZ3CPD/view?usp=drive_link
| SENSOR | PHOTOELECTRIC | CARLO GAVAZZI | PA18CRP40PAM1SA | M18 | Polorised reflective | 3500-6000 | PNP NO/NC | 10-30VDC |  |  | https://drive.google.com/file/d/1lT1ZnL12_SlpUCSbZgfRgl_XAWaujKj-/view?usp=drive_link | https://drive.google.com/file/d/1bjfXEDN3fQnUIxGsHdkVgaxb_-jZ3CPD/view?usp=drive_link
| SENSOR | PHOTOELECTRIC | CARLO GAVAZZI | PA18CRR50PAM1SA | M18 | Retroreflective | 3500-6000 | PNP NO/NC | 10-30VDC |  |  | https://drive.google.com/file/d/1lT1ZnL12_SlpUCSbZgfRgl_XAWaujKj-/view?usp=drive_link | https://drive.google.com/file/d/1bjfXEDN3fQnUIxGsHdkVgaxb_-jZ3CPD/view?usp=drive_link
| SENSOR | PHOTOELECTRIC | CARLO GAVAZZI | PA18CSD01PA | M18 | Diffuse Reflective | 100-150 | PNP NO/NC | 10-30VDC | Cable | Plastic | https://drive.google.com/file/d/1CnXcPBz3csvidotKT9Nzyn13Ee5WN_gP/view?usp=drive_link | https://drive.google.com/file/d/144l_U7MCwpDOKicDcZxh-r5VddFPMJIU/view?usp=drive_link
| SENSOR | PHOTOELECTRIC | CARLO GAVAZZI | PA18CSD04NASA | M18 | Diffuse Reflective | 200-500 | NPN NO/NC | 10-30VDC | Cable | Plastic | https://drive.google.com/file/d/1CnXcPBz3csvidotKT9Nzyn13Ee5WN_gP/view?usp=drive_link | https://drive.google.com/file/d/1oyO4J4NI_LdFs7BIWZczyEVAt32fBaL5/view?usp=drive_link
| SENSOR | PHOTOELECTRIC | CARLO GAVAZZI | PA18CSD04PASA-5M | M18 | Diffuse Reflective | 200-500 | PNP NO/NC | 10-30VDC | Plug | Plastic | https://drive.google.com/file/d/1CnXcPBz3csvidotKT9Nzyn13Ee5WN_gP/view?usp=drive_link
| SENSOR | PHOTOELECTRIC | CARLO GAVAZZI | PA18CSP20NA | M18 | Polorised reflective | 1500-3000 |  | 10-30VDC
| SENSOR | PHOTOELECTRIC | CARLO GAVAZZI | PA18CSP20PAM1 | M18 | Polorised reflective | 1500-3000 | PNP NO/NC | 10-30VDC
| SENSOR | PHOTOELECTRIC | CARLO GAVAZZI | PA18CSR30NA | M18 | Retroreflective | 1500-3000 |  | 10-30VDC
| SENSOR | PHOTOELECTRIC | CARLO GAVAZZI | PB10CNT15 | Cylindrical | Thru Beam | 15000 |  | 10-30VDC |  | Plastic | https://drive.google.com/file/d/1Mwwpc6-Va4y4Ieb4to3K4ekWlM3rfqGM/view?usp=drive_link | https://drive.google.com/file/d/1MM_iNqaJpJbjp0R5m-6sE-flFe82G6ip/view?usp=drive_link
| SENSOR | PHOTOELECTRIC | CARLO GAVAZZI | PB10CNT15PO | Cylindrical | Thru Beam | 15000 | PNP NO/NC | 10-30VDC | Cable | Plastic | https://drive.google.com/file/d/1Mwwpc6-Va4y4Ieb4to3K4ekWlM3rfqGM/view?usp=drive_link | https://drive.google.com/file/d/1MM_iNqaJpJbjp0R5m-6sE-flFe82G6ip/view?usp=drive_link
| SENSOR | PHOTOELECTRIC | CARLO GAVAZZI | PC50CND10BAM1 | Rectangular | Diffuse Reflective | 7000-10000 | NPN/PNP | 10-30VDC | Plug | Plastic | https://drive.google.com/file/d/1PA8dUKPFLPH9BzzZXpwh5xvZ0gD6NfOv/view?usp=drive_link | https://drive.google.com/file/d/16EFQiIgOn8ykcKyQXgZbC9NjStvpIhpW/view?usp=drive_link
| SENSOR | PHOTOELECTRIC | CARLO GAVAZZI | PC50CND10RP | Rectangular | Diffuse Reflective | 600-1000 | Relay | 24V-240VAC | Cable | Plastic | https://drive.google.com/file/d/1PA8dUKPFLPH9BzzZXpwh5xvZ0gD6NfOv/view?usp=drive_link | https://drive.google.com/file/d/16EFQiIgOn8ykcKyQXgZbC9NjStvpIhpW/view?usp=drive_link
| SENSOR | PHOTOELECTRIC | CARLO GAVAZZI | PC50CND20BA | Rectangular | Diffuse Reflective | 1500-3000 | NPN/PNP | 10-30VDC | Cable | Plastic | https://drive.google.com/file/d/1PA8dUKPFLPH9BzzZXpwh5xvZ0gD6NfOv/view?usp=drive_link | https://drive.google.com/file/d/16EFQiIgOn8ykcKyQXgZbC9NjStvpIhpW/view?usp=drive_link
| SENSOR | PHOTOELECTRIC | CARLO GAVAZZI | PC50CND20RP | Rectangular | Diffuse Reflective | 1500-3000 | Relay | 24V-240VAC | Cable | Plastic | https://drive.google.com/file/d/1PA8dUKPFLPH9BzzZXpwh5xvZ0gD6NfOv/view?usp=drive_link | https://drive.google.com/file/d/16EFQiIgOn8ykcKyQXgZbC9NjStvpIhpW/view?usp=drive_link
| SENSOR | PHOTOELECTRIC | CARLO GAVAZZI | PC50CNP06BAM1 | Rectangular | Polorised reflective | 3500-6000 | NPN/PNP | 10-30VDC |  |  | https://drive.google.com/file/d/1PA8dUKPFLPH9BzzZXpwh5xvZ0gD6NfOv/view?usp=drive_link | https://drive.google.com/file/d/1vK_S7D071rZR7ITBqDXKs_0sCNniEQ_D/view?usp=drive_link
| SENSOR | PHOTOELECTRIC | CARLO GAVAZZI | PC50CNR10BAM1 | Rectangular | Retroreflective | 7000-10000 | NPN/PNP | 10-30VDC |  |  | https://drive.google.com/file/d/1PA8dUKPFLPH9BzzZXpwh5xvZ0gD6NfOv/view?usp=drive_link | https://drive.google.com/file/d/1vK_S7D071rZR7ITBqDXKs_0sCNniEQ_D/view?usp=drive_link
| SENSOR | PHOTOELECTRIC | CARLO GAVAZZI | PC50CNR10RP | Rectangular | Retroreflective | 7000-10000 | Relay |  |  |  | https://drive.google.com/file/d/1PA8dUKPFLPH9BzzZXpwh5xvZ0gD6NfOv/view?usp=drive_link | https://drive.google.com/file/d/1vK_S7D071rZR7ITBqDXKs_0sCNniEQ_D/view?usp=drive_link
| SENSOR | PHOTOELECTRIC | CARLO GAVAZZI | PC50CNT20B | Rectangular | Thru Beam | 20000 | NPN/PNP | 10-30VDC | Cable | Plastic | https://drive.google.com/file/d/1PA8dUKPFLPH9BzzZXpwh5xvZ0gD6NfOv/view?usp=drive_link | https://drive.google.com/file/d/1vK_S7D071rZR7ITBqDXKs_0sCNniEQ_D/view?usp=drive_link
| SENSOR | PHOTOELECTRIC | CARLO GAVAZZI | PC50CNT20BA | Rectangular | Thru Beam | 20000 | NPN/PNP | 10-30VDC |  |  | https://drive.google.com/file/d/1PA8dUKPFLPH9BzzZXpwh5xvZ0gD6NfOv/view?usp=drive_link | https://drive.google.com/file/d/1wn5rCzq9dgEEFYe-vksZ2Dm_KIY_k9BT/view?usp=drive_link
| SENSOR | PHOTOELECTRIC | CARLO GAVAZZI | PC50CNT20BAM1 | Rectangular | Thru Beam | 20000 | NPN/PNP | 10-30VDC | Plug | Plastic | https://drive.google.com/file/d/1PA8dUKPFLPH9BzzZXpwh5xvZ0gD6NfOv/view?usp=drive_link | https://drive.google.com/file/d/1wn5rCzq9dgEEFYe-vksZ2Dm_KIY_k9BT/view?usp=drive_link
| SENSOR | PHOTOELECTRIC | CARLO GAVAZZI | PD12CNC01BPM1T | Cylindrical | Mark /Colour | 60-80 | NPN/PNP | 10-30VDC | Plug M12 | Plastic | https://drive.google.com/file/d/1j_AQKJDPS9txKqj_eEBCrbO6mLsGCUdw/view?usp=drive_link | https://drive.google.com/file/d/17vaR7w3GpfVdeSJ8Uy_X88IF5-g91Ape/view?usp=drive_link
| SENSOR | PHOTOELECTRIC | CARLO GAVAZZI | PD30CNB15NPM5RT | Rectangular | Diffuse Reflective | 100-150 | NPN NO/NC | 10-30VDC | Plug | Plastic | https://drive.google.com/file/d/121kzZoEV2OzjgxXIySJ5EaO6dmIvOEph/view?usp=drive_link | https://drive.google.com/file/d/1NlotVSeRgvlwV3XVM_XfIC0QUGH2Pnjg/view?usp=drive_link
| SENSOR | PHOTOELECTRIC | CARLO GAVAZZI | PD30CNB15NPRT | Rectangular | Diffuse Reflective | 100-150 | NPN NO/NC | 10-30VDC | Cable | Plastic | https://drive.google.com/file/d/121kzZoEV2OzjgxXIySJ5EaO6dmIvOEph/view?usp=drive_link | https://drive.google.com/file/d/1NlotVSeRgvlwV3XVM_XfIC0QUGH2Pnjg/view?usp=drive_link
| SENSOR | PHOTOELECTRIC | CARLO GAVAZZI | PD30CNB15PPRT | Rectangular | Diffuse Reflective | 100-150 | PNP NO/NC | 10-30VDC | Cable | Plastic | https://drive.google.com/file/d/121kzZoEV2OzjgxXIySJ5EaO6dmIvOEph/view?usp=drive_link | https://drive.google.com/file/d/1NlotVSeRgvlwV3XVM_XfIC0QUGH2Pnjg/view?usp=drive_link
| SENSOR | PHOTOELECTRIC | CARLO GAVAZZI | PD30CNB20NASA | Rectangular | Diffuse Reflective | 200-500 | NPN NO/NC | 10-30VDC | Cable | Plastic | https://drive.google.com/file/d/121kzZoEV2OzjgxXIySJ5EaO6dmIvOEph/view?usp=drive_link | https://drive.google.com/file/d/1wn5rCzq9dgEEFYe-vksZ2Dm_KIY_k9BT/view?usp=drive_link
| SENSOR | PHOTOELECTRIC | CARLO GAVAZZI | PD30CNB20PASA | Rectangular | Diffuse Reflective | 200-500 | PNP NO/NC | 10-30VDC | Cable | Plastic | https://drive.google.com/file/d/121kzZoEV2OzjgxXIySJ5EaO6dmIvOEph/view?usp=drive_link | https://drive.google.com/file/d/1wn5rCzq9dgEEFYe-vksZ2Dm_KIY_k9BT/view?usp=drive_link
| SENSOR | PHOTOELECTRIC | CARLO GAVAZZI | PD30CNB25NAM5PS | Rectangular | Diffuse Reflective | 200-500 | NPN NO/NC | 10-30VDC | Plug | Plastic | https://drive.google.com/file/d/1YLe6x0eGoynjowLOvq9Yu9OmmoAEfLck/view?usp=drive_link | https://drive.google.com/file/d/1wn5rCzq9dgEEFYe-vksZ2Dm_KIY_k9BT/view?usp=drive_link
| SENSOR | PHOTOELECTRIC | CARLO GAVAZZI | PD30CND10NPM5DU | Rectangular | Diffuse Reflective | 600-1000 | NPN NO/NC | 10-30VDC | Plug | Plastic | https://drive.google.com/file/d/121kzZoEV2OzjgxXIySJ5EaO6dmIvOEph/view?usp=drive_link | https://drive.google.com/file/d/1N3Y6nVouJo1oLAOa_-qt_RZwBMvU0EgX/view?usp=drive_link
| SENSOR | PHOTOELECTRIC | CARLO GAVAZZI | PD30CND10NPRT | Rectangular | Diffuse Reflective | 600-1000 | NPN NO/NC | 10-30VDC | Cable | Plastic | https://drive.google.com/file/d/121kzZoEV2OzjgxXIySJ5EaO6dmIvOEph/view?usp=drive_link | https://drive.google.com/file/d/1N3Y6nVouJo1oLAOa_-qt_RZwBMvU0EgX/view?usp=drive_link
| SENSOR | PHOTOELECTRIC | CARLO GAVAZZI | PD30CND10PAM1SA | Rectangular | Diffuse Reflective | 600-1000 | NPN NO/NC | 10-30VDC | Plug M12 | Plastic | https://drive.google.com/file/d/121kzZoEV2OzjgxXIySJ5EaO6dmIvOEph/view?usp=drive_link | https://drive.google.com/file/d/1N3Y6nVouJo1oLAOa_-qt_RZwBMvU0EgX/view?usp=drive_link
| SENSOR | TEMPERATURE | CARLO GAVAZZI | PT100180-4-10M-S-150 | [8 empty] | https://drive.google.com/file/d/1TycAG5_q5U6y4DeWF9YzSBEcYRCDiDX5/view?usp=drive_link
| SENSOR | TEMPERATURE | CARLO GAVAZZI | PT100180-4-2M | [8 empty] | https://drive.google.com/file/d/1TycAG5_q5U6y4DeWF9YzSBEcYRCDiDX5/view?usp=drive_link
| SENSOR | TEMPERATURE | CARLO GAVAZZI | PT100180-4-7M | [8 empty] | https://drive.google.com/file/d/1TycAG5_q5U6y4DeWF9YzSBEcYRCDiDX5/view?usp=drive_link
| SENSOR | PHOTOELECTRIC | TAKEX | UM-TL15T
| SENSOR | PHOTOELECTRIC | CARLO GAVAZZI | PD30CND10PAM5SA | Rectangular | Diffuse Reflective | 600-1000 | PNP NO/NC | 10-30VDC | Plug | Plastic | https://drive.google.com/file/d/121kzZoEV2OzjgxXIySJ5EaO6dmIvOEph/view?usp=drive_link | https://drive.google.com/file/d/1N3Y6nVouJo1oLAOa_-qt_RZwBMvU0EgX/view?usp=drive_link
| SENSOR | PHOTOELECTRIC | TAKEX | 302NC
| SENSOR | PHOTOELECTRIC | TAKEX | DLN-S4RVP | Rectangular | Background Suppression | 40-50 | PNP | 12-24V | Cable | Plastic | https://drive.google.com/file/d/1LK31sDSWjGlB7uzv6AstJW1isJ1YJsKo/view?usp=drive_link | https://drive.google.com/file/d/1DLP9Cpn34U-6aCawF0uJSneSMku2VT_c/view?usp=drive_link
| SENSOR | PHOTOELECTRIC | TAKEX | DL-S100P | Rectangular | Diffuse Reflective | 0.8-4 | Relay | 24V-240VAC | Screw Terminals | Plastic | https://drive.google.com/file/d/15HNo-8B2RGp25v8Yuju65zsFZn439Zd5/view?usp=drive_link | https://drive.google.com/file/d/1WO_O35wB6BdTqhyFn6RKo58Ix4A8CpI7/view?usp=drive_link
| SENSOR | PHOTOELECTRIC | TAKEX | DL-S100R-Y5 |  | Diffuse Reflective |  |  | 12-24V |  |  | https://drive.google.com/file/d/1jFjfH1CkGpawawQvX3OHjdMW3hK-K3Ih/view?usp=drive_link
| SENSOR | PHOTOELECTRIC | TAKEX | DL-S200P | Rectangular | Diffuse Reflective | 1500-3000 | Relay | 24V-240VAC | Screw Terminals | Plastic | https://drive.google.com/file/d/15HNo-8B2RGp25v8Yuju65zsFZn439Zd5/view?usp=drive_link | https://drive.google.com/file/d/16sJDOUO4nh_lcvQXtG0k4nWw9-yhNFG5/view?usp=drive_link
| SENSOR | PHOTOELECTRIC | TAKEX | DL-S202R | Rectangular | Diffuse Reflective | 1500-3000 | NPN/PNP | 12-24V | Cable | Plastic | https://drive.google.com/file/d/15HNo-8B2RGp25v8Yuju65zsFZn439Zd5/view?usp=drive_link | https://drive.google.com/file/d/1ozqO1bPPFlIBaZfNGlLVnTq786kjXQMM/view?usp=drive_link
| SENSOR | PHOTOELECTRIC | TAKEX | DL-S5R | Rectangular | Diffuse Reflective | 40-50 | NPN | 12-24V | Cable | Plastic | https://drive.google.com/file/d/15HNo-8B2RGp25v8Yuju65zsFZn439Zd5/view?usp=drive_link | https://drive.google.com/file/d/132JwaAkSHcrlzNZ-4SmraExair5d7ljw/view?usp=drive_link
| CONTROL | VOLTMETER | SELET | DVM605/S/220/M1
| SENSOR | HMD / FLAME / MOTION | TAKEX | F38A | HMD | Hood | [5 empty] | https://drive.google.com/file/d/1vG0SiaBjP-HeBYMZM6s5a7gKX2XyPLRB/view?usp=drive_link
| SENSOR | FIBER OPTIC | TAKEX | F2R | Rectangular | Fiber Amplifier |  | NPN NO/NC | 12-24V | Cable |  | https://drive.google.com/file/d/1benwp2bzY8_BTx_Cjm1DMe-l5nfb67Zz/view?usp=drive_link | https://drive.google.com/file/d/1h5ASLDwQeN5MFJke5SWCiPDexxnMPu0p/view?usp=drive_link
| SENSOR | FIBER OPTIC | TAKEX | F5N | Rectangular | Fiber Amplifier |  | PNP NO/NC | 10-30VDC | Cable |  | https://drive.google.com/file/d/1TTbQWs31epaFShZWlf8QmKxcBke73n_v/view?usp=drive_link | https://drive.google.com/file/d/19YZVaz5ufYkxHnbVL3rYSgHLUxoUEYe5/view?usp=drive_link
| SENSOR | FIBER OPTIC | TAKEX | F5RN | Rectangular | Fiber Amplifier |  | PNP NO/NC | 10-30VDC | Cable |  | https://drive.google.com/file/d/1TTbQWs31epaFShZWlf8QmKxcBke73n_v/view?usp=drive_link | https://drive.google.com/file/d/19YZVaz5ufYkxHnbVL3rYSgHLUxoUEYe5/view?usp=drive_link
| SENSOR | FIBER OPTIC | TAKEX | F70AR | Rectangular | Fiber Amplifier |  | NPN NO/NC | 10-30VDC | Plug M8 |  | https://drive.google.com/file/d/13OLAPfUl_lpQr_nnOREBWhh4zzGBC_9v/view?usp=drive_link | https://drive.google.com/file/d/1QN2CpKIm-_Yaimf4X-J5Ml99z1O5RNEh/view?usp=drive_link
| SENSOR | FIBER OPTIC | TAKEX | F70RPN-JE | Rectangular | Fiber Amplifier |  | PNP NO/NC | 10-30VDC | Plug M8 |  | https://drive.google.com/file/d/1QMeA6WSKm_Tcl3OTI29AUhu-W5OAZUmA/view?usp=drive_link | https://drive.google.com/file/d/1HSigMDhIEwBBJ7aUL2ylui8lNpk-yT9t/view?usp=drive_link
| SENSOR | FIBER OPTIC | TAKEX | F71BHK | Rectangular | Fiber Amplifier |  |  | 12-24V | Plug | Plastic | https://drive.google.com/file/d/1QMeA6WSKm_Tcl3OTI29AUhu-W5OAZUmA/view?usp=drive_link | https://drive.google.com/file/d/1xdF6REjkPZZ_-zTCy_SdRocbO0yUQamv/view?usp=drive_link
| SENSOR | FIBER OPTIC | TAKEX | F71CR | Rectangular | Fiber Amplifier |  | NPN NO/NC | 10-30VDC | Cable |  | https://drive.google.com/file/d/1B0DeoAwCOHwjrQTiMLU4KfIcPdtoyLAG/view?usp=drive_link | https://drive.google.com/file/d/1oz6SSz13WEeu7E5e441VZoQPrrTiTynC/view?usp=drive_link
| SENSOR | FIBER OPTIC | TAKEX | F71CRPN | Rectangular | Fiber Amplifier |  | PNP NO/NC | 10-30VDC | Cable |  | https://drive.google.com/file/d/1lk2cJVNAwN_Qx5YimeYdlTjT6RdKL17u/view?usp=drive_link | https://drive.google.com/file/d/1oz6SSz13WEeu7E5e441VZoQPrrTiTynC/view?usp=drive_link
| SENSOR | FIBER OPTIC | TAKEX | F71RAN | Rectangular | Fiber Amplifier |  | 0-10V | 10-30VDC | Cable |  | https://drive.google.com/file/d/1lk2cJVNAwN_Qx5YimeYdlTjT6RdKL17u/view?usp=drive_link | https://drive.google.com/file/d/1jdjQ2Z4kHNTVtbne3eVktQ7ZnCWXbl7Q/view?usp=drive_link
| SENSOR | FIBER OPTIC | TAKEX | F71RHK | Rectangular | Fiber Amplifier | [5 empty] | https://drive.google.com/file/d/1lk2cJVNAwN_Qx5YimeYdlTjT6RdKL17u/view?usp=drive_link | https://drive.google.com/file/d/1xdF6REjkPZZ_-zTCy_SdRocbO0yUQamv/view?usp=drive_link
| SENSOR | FIBER OPTIC | TAKEX | F71RPN | Rectangular | Fiber Amplifier |  | PNP NO/NC | 10-30VDC | Cable |  | https://drive.google.com/file/d/1lk2cJVNAwN_Qx5YimeYdlTjT6RdKL17u/view?usp=drive_link | https://drive.google.com/file/d/1RD48MATz3au7GmjqiiSRCFlIVaXekqAx/view?usp=drive_link
| SENSOR | FIBER OPTIC | TAKEX | F7K-1 | Attachment | Cable+Connector | [5 empty] | https://drive.google.com/file/d/1hQCZmP87D9bcRboZtkA9QNf7v3d74BSq/view?usp=drive_link | https://drive.google.com/file/d/1xdF6REjkPZZ_-zTCy_SdRocbO0yUQamv/view?usp=drive_link
| SENSOR | FIBER OPTIC | TAKEX | F7K-2 | Attachment | Cable+Connector |  |  |  | Fiber |  | https://drive.google.com/file/d/1hQCZmP87D9bcRboZtkA9QNf7v3d74BSq/view?usp=drive_link
| SENSOR | FIBER OPTIC | TAKEX | F7K-3 | Attachment | Cable+Connector | [5 empty] | https://drive.google.com/file/d/1hQCZmP87D9bcRboZtkA9QNf7v3d74BSq/view?usp=drive_link
| SENSOR | FIBER OPTIC | TAKEX | F7K-4 | Attachment | Cable+Connector |  |  |  | Fiber |  | https://drive.google.com/file/d/1hQCZmP87D9bcRboZtkA9QNf7v3d74BSq/view?usp=drive_link
| SENSOR | FIBER OPTIC | TAKEX | F80RPN | Rectangular | Fiber Amplifier |  | PNP | 12-24V |  | Plastic | https://drive.google.com/file/d/1opDWiwbEWQL3F0zkYDWWC_r58WdwZWRk/view?usp=drive_link | https://drive.google.com/file/d/1ruJgfdNExHHYVLQZjn1OO_piodq4WFNv/view?usp=drive_link
| SENSOR | HMD / FLAME / MOTION | TAKEX | FG2 | HMD | Fiber Cable |  |  |  | Cable
| SENSOR | FIBER OPTIC | TAKEX | F85RN | Rectangular | Fiber Amplifier | [5 empty] | https://drive.google.com/file/d/1V8jB8rgwSwwm2VZLxY8IfTNL9Ta81BcH/view?usp=drive_link
| SENSOR | FIBER OPTIC | CARLO GAVAZZI | FA1-N | Rectangular | Fiber Amplifier |  | NPN NO/NC | 12-24V | Cable | Plastic | https://drive.google.com/file/d/1V8jB8rgwSwwm2VZLxY8IfTNL9Ta81BcH/view?usp=drive_link | https://drive.google.com/file/d/1wcU9WQAHKjRYyuIeyaVj2swuj2mYgAGd/view?usp=drive_link
| SENSOR | FIBER OPTIC | TAKEX | FA181BC | Attachment | Adapter-Attachment | [5 empty] | https://drive.google.com/file/d/1e-R0Zb9xVprpRBW06joI_6dETNUwtIwb/view?usp=drive_link
| SENSOR | FIBER OPTIC | TAKEX | FA191BC | Attachment | Adapter-Attachment | [5 empty] | https://drive.google.com/file/d/1e-R0Zb9xVprpRBW06joI_6dETNUwtIwb/view?usp=drive_link
| SENSOR | FIBER OPTIC | TAKEX | FA252M | Attachment | Lens Unit |  |  |  | Fiber |  | https://drive.google.com/file/d/1PFNzljT7aRy6XjWDuJL32bmzHCSx5md6/view?usp=drive_link
| SENSOR | FIBER OPTIC | TAKEX | FA500 |  | Cutter |  |  |  | Fiber |  | https://drive.google.com/file/d/1fZ8f8uOYf81haQSU-comLLL651HDFo39/view?usp=drive_link
| SENSOR | HMD / FLAME / MOTION | TAKEX | FS1000E |  | Flame | 7000-10000 | NPN | 10-30VDC |  | Plastic | https://drive.google.com/file/d/1Q2L4gXulDhtO-0AtH4JGFSHeejuYVKR2/view?usp=drive_link | https://drive.google.com/file/d/1naekKEZ8ibKroXCDJ1tk4XfFHLXeLXAT/view?usp=drive_link
| SENSOR | HMD / FLAME / MOTION | TAKEX | FS2000E |  | Flame | 20000 |  | 10-30VDC |  | Plastic | https://drive.google.com/file/d/1bK9zAbxBRXNoppovHn0z9ST9T93H26kW/view?usp=drive_link
| SENSOR | FIBER OPTIC | TAKEX | FA52 | Attachment | Lens Unit
| SENSOR | FIBER OPTIC | TAKEX | FA5BC | Attachment
| SENSOR | FIBER OPTIC | TAKEX | FA7CN | Attachment | Fiber Extender |  |  |  | Fiber |  | https://drive.google.com/file/d/1rKZ8XfpxQhurZGrdXekmm0T5tIMo08NT/view?usp=drive_link
| SENSOR | FIBER OPTIC | TAKEX | FBC-4R2L | Attachment | Cable+Connector |  |  |  | Plug M8 |  | https://drive.google.com/file/d/12M1sYMJbWHV1hPSKoy1dL26u0aLUd4gM/view?usp=drive_link
| SENSOR | FIBER OPTIC | TAKEX | FBC-4R2S | Attachment | Cable+Connector
| SENSOR | HMD / FLAME / MOTION | TAKEX | FDA300P | HMD | Amplifier-HMD |  | Relay | 24V-240VAC |  |  | https://drive.google.com/file/d/1qiIqEbLtEphxzax--u3okqTQNa6AHpDH/view?usp=drive_link
| SENSOR | PHOTOELECTRIC | TAKEX | GA-MT1RPN-J | Rectangular | Retroreflective | 600-1000 | PNP | 12-24V | Cable |  | https://drive.google.com/file/d/1YehFU4EGvWkJUBuThW5Ta6UZcxu1bIgL/view?usp=drive_link | https://drive.google.com/file/d/1yYopyI6RgktIcR8JIvW8K6Y7Erf2SMyh/view?usp=drive_link
| SENSOR | PHOTOELECTRIC | TAKEX | GMR2RSPNN-J | Rectangular | Polorised reflective | 1500-3000 | PNP | 12-24V | Cable | Plastic | https://drive.google.com/file/d/1oPgRhY6N3Nt-Nb-vgQdFDaoiyRR1xGCw/view?usp=drive_link | https://drive.google.com/file/d/1cFfdP5lfLMvij-RCUzdLyiKMMNW_4hkg/view?usp=drive_link
| SENSOR | PHOTOELECTRIC | TAKEX | GR02SPN-J | Rectangular | Diffuse Reflective | 60-80 | PNP NO/NC |  | Plug M8 |  | https://drive.google.com/file/d/1oPgRhY6N3Nt-Nb-vgQdFDaoiyRR1xGCw/view?usp=drive_link
| SENSOR | PHOTOELECTRIC | TAKEX | GR12GN | Rectangular | Mark /Colour | 2024-05-15 | NPN NO/NC | 12-24V | Cable | Plastic | https://drive.google.com/file/d/1oPgRhY6N3Nt-Nb-vgQdFDaoiyRR1xGCw/view?usp=drive_link | https://drive.google.com/file/d/15bWPubcjLjXQNXw7A9ePOogWKlGRuYZ3/view?usp=drive_link
| SENSOR | PHOTOELECTRIC | TAKEX | GS20N | Rectangular | Diffuse Reflective | 200-500 | NPN NO/NC | 12-24V | Cable | Plastic | https://drive.google.com/file/d/1oPgRhY6N3Nt-Nb-vgQdFDaoiyRR1xGCw/view?usp=drive_link | https://drive.google.com/file/d/19aLeB-pFwRnjEr38qCxHRhva7eh7YDkM/view?usp=drive_link
| SENSOR | PHOTOELECTRIC | TAKEX | GT3RSN | Rectangular | Thru Beam | 7000-10000 | NPN NO/NC | 12-24V | Cable | Plastic | https://drive.google.com/file/d/1oPgRhY6N3Nt-Nb-vgQdFDaoiyRR1xGCw/view?usp=drive_link | https://drive.google.com/file/d/1xOEcuxKz_u8Dwghp6-XO_DI3xkuORdJB/view?usp=drive_link
| SENSOR | PHOTOELECTRIC | TAKEX | GTL7SN | Rectangular | Thru Beam | 7000-10000 |  | 12-24V | Cable | Plastic | https://drive.google.com/file/d/1oPgRhY6N3Nt-Nb-vgQdFDaoiyRR1xGCw/view?usp=drive_link | https://drive.google.com/file/d/1FaNeDwdXZwvZZRONSSJu-wv8GA3Qu4kT/view?usp=drive_link
| SENSOR | PHOTOELECTRIC | TAKEX | GTR7SPN | Rectangular | Thru Beam | 7000-10000 | PNP NO/NC | 12-24V | Cable | Plastic | https://drive.google.com/file/d/1oPgRhY6N3Nt-Nb-vgQdFDaoiyRR1xGCw/view?usp=drive_link | https://drive.google.com/file/d/1ShvuGBeVROYwXwsmHwFtohdjTlGg_hk2/view?usp=drive_link
| SENSOR | HMD / FLAME / MOTION | TAKEX | HD301A | HMD | Amplifier-HMD |  | Relay |  |  |  | https://drive.google.com/file/d/1spEIM3J8AMFkuK3dEYItEh7ofVuy17lc/view?usp=drive_link | https://drive.google.com/file/d/1j0MzcX3-Px0M-tBYtFeTH5tY--_rkDt0/view?usp=drive_link
| SENSOR | HMD / FLAME / MOTION | TAKEX | HD301N | HMD | Amplifier-HMD |  | Relay |  |  |  | https://drive.google.com/file/d/1spEIM3J8AMFkuK3dEYItEh7ofVuy17lc/view?usp=drive_link | https://drive.google.com/file/d/1j0MzcX3-Px0M-tBYtFeTH5tY--_rkDt0/view?usp=drive_link
| SENSOR | HMD / FLAME / MOTION | TAKEX | HD601N | HMD | Amplifier-HMD |  | Relay |  |  |  | https://drive.google.com/file/d/1spEIM3J8AMFkuK3dEYItEh7ofVuy17lc/view?usp=drive_link | https://drive.google.com/file/d/1j0MzcX3-Px0M-tBYtFeTH5tY--_rkDt0/view?usp=drive_link
| SENSOR | HMD / FLAME / MOTION | TAKEX | HDA300A | HMD | Amplifier-HMD |  | Relay |  |  |  | https://drive.google.com/file/d/1spEIM3J8AMFkuK3dEYItEh7ofVuy17lc/view?usp=drive_link | https://drive.google.com/file/d/1j0MzcX3-Px0M-tBYtFeTH5tY--_rkDt0/view?usp=drive_link
| SENSOR | HMD / FLAME / MOTION | TAKEX | HDA-300P | HMD | Amplifier-HMD |  | Relay |  |  |  | https://drive.google.com/file/d/1spEIM3J8AMFkuK3dEYItEh7ofVuy17lc/view?usp=drive_link | https://drive.google.com/file/d/1j0MzcX3-Px0M-tBYtFeTH5tY--_rkDt0/view?usp=drive_link
| SENSOR | PHOTOELECTRIC | TAKEX | IR7AN | Rectangular | Diffuse Reflective | 7000-10000 | NPN NO/NC | 10-30VDC
| SENSOR | HMD / FLAME / MOTION | TAKEX | KD50 | HMD | Amplifier-HMD |  | Relay | 220VAC |  |  | https://drive.google.com/file/d/11AkijiNdyAs_btE8E_bqF3bQNTmkcCJd/view?usp=drive_link
| SENSOR | SAFETY | TAKEX | MW-100AH |  | Microwave | 7000-10000 | Relay | 12-24V |  |  | https://drive.google.com/file/d/1CpXISKFGb-UHrNQi7GEb844TsrbGY01E/view?usp=drive_link
| SENSOR | PHOTOELECTRIC | TAKEX | NA-T20RF | Rectangular | Thru Beam | 20000 | Relay | 24V-240VAC | Screw Terminals | Plastic | https://drive.google.com/file/d/1c0LQ2BGm52cfGQC-t8kHFLMHLx9BIN28/view?usp=drive_link | https://drive.google.com/file/d/1V7isuUu0Y3wXpPeMjQ8F6jT-ppn6PvuD/view?usp=drive_link
| SENSOR | PHOTOELECTRIC | TAKEX | NE-R10D-DC | Rectangular | Diffuse Reflective | 600-1000 | NPN/PNP | 12-24V | Cable |  | https://drive.google.com/file/d/1oXR5HmtKDUMINLp6TaOQKZsEV44k6wux/view?usp=drive_link | https://drive.google.com/file/d/178SW1GB_WbnWrb_Z81cy09_xPXjP8eVC/view?usp=drive_link
| SENSOR | HMD / FLAME / MOTION | TAKEX | OHA | HMD | Optical Head
| SENSOR | SAFETY | TAKEX | SSC-TL810 |  | Light Curtain | 600-1000 | NPN NO/NC | 12-24V | Cable | Metal | https://drive.google.com/file/d/1_zVB3fCAl2Yl38O2bFSjicP1ACDG3B0N/view?usp=drive_link
| SENSOR | SAFETY | TAKEX | SSP-S204R |  | Light Curtain | 600-1000 | NPN/PNP | 12-24V | Cable | Metal | https://drive.google.com/file/d/10n6zmON6QBBsKiFogr6etNIsMxMJFgJ-/view?usp=drive_link | https://takex.com/storage/series_download/ssp.pdf
| SENSOR | AREA / DOOR / CURTAINS | TAKEX | TBD-DB204MA
| SENSOR | PHOTOELECTRIC | TAKEX | UM-Z3SV | Rectangular | Diffuse Reflective | 16-35 | NPN NO | 24VAC | Cable | Plastic | https://drive.google.com/file/d/1U-WeH1xF0THHeGMxESfpVOVRi745Lo0f/view?usp=drive_link | https://drive.google.com/file/d/1SzK3K7lrDs0QRLSNjtulEWw5qDudC-YA/view?usp=drive_link
| SENSOR | LEVEL | TAKEX | USA-S1AN | Cylindrical | Ultrasonic | 600-1000 |  | 12-24V | Plug | Metal | https://drive.google.com/file/d/1QA725H4jgBMEcAFlKslF6Z84l1Fn6P6n/view?usp=drive_link
| SENSOR | PHOTOELECTRIC | TAKEX | XGM2-T20 |  | Thru Beam | 20000 | NPN/PNP
| SENSOR | PHOTOELECTRIC | TAKEX | XI2-T10P |  | Thru Beam | 7000-10000 | NPN/PNP |  |  | Plastic
| SENSOR | PHOTOELECTRIC | TAKEX | AS-U30 |  | Fork Type | 16-35 | NPN |  | Cable | Plastic |  | https://drive.google.com/file/d/11qRg8yVCmj1Xgi7oH8ceChkoI4aHCF_M/view?usp=drive_link
| SENSOR | FIBER OPTIC | TAKEX | F80R | Rectangular | Fiber Amplifier |  | NPN | 12-24V | Cable | Plastic
| SENSOR | INDUCTIVE | SELET | A01AN5V6 |  | Ring | 2024-05-15 |  |  | Plug M8
| SENSOR | INDUCTIVE | SELET | A01CF24 |  |  | 0.8-4 | Namur |  | Cable | Metal,Non Flush | https://drive.google.com/file/d/1UQAx4qKeJ7-hc3-T9j-3HXgf1IFvHU3C/view?usp=drive_link
| SENSOR | INDUCTIVE | SELET | B003020-DIS607
| SENSOR | INDUCTIVE | SELET | B0181NOC5 |  |  | 16-35 | NPN NO |  | Plug M12 | Metal, Flush | https://drive.google.com/file/d/1yz_Ej71e57YAwgP7OOTtali40ayfDgBq/view?usp=drive_link
| SENSOR | INDUCTIVE | SELET | B01AN22NO |  | Ring | 16-35 | NPN NO | 10-30VDC | Cable
| SENSOR | INDUCTIVE | SELET | B01AN44PSC |  | Ring | 40-50 | PNP NO/NC | 10-30VDC | Cable
| SENSOR | INDUCTIVE | SELET | B01AN5NO |  | Ring | 2024-05-15 | NPN NO | 10-30VDC | Cable
| SENSOR | INDUCTIVE | SELET | B01AN5NOV6 |  | Ring | 2024-05-15 | NPN NO | 10-30VDC | Plug M8
| SENSOR | INDUCTIVE | SELET | B01AN5PO |  | Ring | 2024-05-15 | PNP NO | 10-30VDC | Cable
| SENSOR | INDUCTIVE | SELET | B01AN5POC5 |  | Ring | 2024-05-15 | PNP NO | 10-30VDC | Plug M12
| SENSOR | INDUCTIVE | SELET | B01AN63POC5 |  | Ring | 60-80 | NPN NO | 10-30VDC | Plug M12
| SENSOR | INDUCTIVE | SELET | B01E124POC5 |  |  | 0.8-4 | PNP NO |  | Plug M12 | Metal,Non Flush | https://drive.google.com/file/d/1yz_Ej71e57YAwgP7OOTtali40ayfDgBq/view?usp=drive_link | https://drive.google.com/file/d/1lZuLT8dVDC889sTV9s0B32OwK4sl0QG4/view?usp=drive_link
| SENSOR | INDUCTIVE | SELET | B01E82POC5 | M8 |  | 0.8-4 | PNP No |  | Plug M12 | Metal,Non Flush | https://drive.google.com/file/d/1yz_Ej71e57YAwgP7OOTtali40ayfDgBq/view?usp=drive_link | https://drive.google.com/file/d/1lZuLT8dVDC889sTV9s0B32OwK4sl0QG4/view?usp=drive_link
| SENSOR | INDUCTIVE | SELET | B01EG82PO | M8 |  | 0.8-4 | PNP NO |  | Cable | Metal,Non Flush | https://drive.google.com/file/d/1yz_Ej71e57YAwgP7OOTtali40ayfDgBq/view?usp=drive_link | https://drive.google.com/file/d/1lZuLT8dVDC889sTV9s0B32OwK4sl0QG4/view?usp=drive_link
| SENSOR | INDUCTIVE | SELET | B01G6.51.5PC | M6.5 |  | 0.8-4 | PNP NC |  | Cable | Metal | https://drive.google.com/file/d/1yz_Ej71e57YAwgP7OOTtali40ayfDgBq/view?usp=drive_link
| SENSOR | INDUCTIVE | SELET | B01Q81-5P0T24 | M8 |  |  | PNP NO |  | Cable | Plastic,Non Flush | https://drive.google.com/file/d/1yz_Ej71e57YAwgP7OOTtali40ayfDgBq/view?usp=drive_link | https://drive.google.com/file/d/1FyUoAitQeLjgsPj2ODg-Tuo7LLLoQYrg/view?usp=drive_link
| SENSOR | INDUCTIVE | SELET | B01QE8050PO | M8 |  |  | PNP NO |  | Cable | Plastic,Non Flush | https://drive.google.com/file/d/1yz_Ej71e57YAwgP7OOTtali40ayfDgBq/view?usp=drive_link | https://drive.google.com/file/d/1FyUoAitQeLjgsPj2ODg-Tuo7LLLoQYrg/view?usp=drive_link
| SENSOR | INDUCTIVE | SELET | B01QE8050PSC | M8 |  |  | PNP NO/NC |  | Cable | Plastic,Non Flush | https://drive.google.com/file/d/1yz_Ej71e57YAwgP7OOTtali40ayfDgBq/view?usp=drive_link | https://drive.google.com/file/d/1FyUoAitQeLjgsPj2ODg-Tuo7LLLoQYrg/view?usp=drive_link
| SENSOR | INDUCTIVE | SELET | B0281P0V6 | M8 |  | 0.8-4 | PNP NO |  | Plug M12 | Plastic, Flush | https://drive.google.com/file/d/1G_v2A6JU2A0glU5gK6vGwhYgm5IU7DhI/view?usp=drive_link | https://drive.google.com/file/d/1lZuLT8dVDC889sTV9s0B32OwK4sl0QG4/view?usp=drive_link
| SENSOR | INDUCTIVE | SELET | B02G122PC | M12 |  | 0.8-4 | PNP NO |  | Plug M12 | Plastic, Flush | https://drive.google.com/file/d/1G_v2A6JU2A0glU5gK6vGwhYgm5IU7DhI/view?usp=drive_link | https://drive.google.com/file/d/1lZuLT8dVDC889sTV9s0B32OwK4sl0QG4/view?usp=drive_link
| SENSOR | INDUCTIVE | SELET | B033020POC5 | M30 |  | 16-35 | PNP NO |  | Plug M12 | Plastic, Flush | https://drive.google.com/file/d/1ghYiuUgYOhenb6WsWVuI_KBJTtU6GP-p/view?usp=drive_link | https://drive.google.com/file/d/1t29GCFfVVnZEqzoIZVgzrBqvQMKKyuGK/view?usp=drive_link
| SENSOR | INDUCTIVE | SELET | B03G188PO | M18 |  | 2024-05-15 | PNP NO |  | Cable | Plastic, Flush | https://drive.google.com/file/d/1ghYiuUgYOhenb6WsWVuI_KBJTtU6GP-p/view?usp=drive_link | https://drive.google.com/file/d/1t29GCFfVVnZEqzoIZVgzrBqvQMKKyuGK/view?usp=drive_link
| SENSOR | INDUCTIVE | SELET | B03QE8080PO | M8 |  | 60-80 | PNP NO |  | Cable | Plastic,Non Flush | https://drive.google.com/file/d/1ghYiuUgYOhenb6WsWVuI_KBJTtU6GP-p/view?usp=drive_link
| SENSOR | INDUCTIVE | SELET | B08EN3015SC | M8 |  | 0.8-4 |  |  |  | Metal,Non Flush | https://drive.google.com/file/d/1SEbmC9GV8I4H-0Xia2VCe187psOEWy9l/view?usp=drive_link | https://drive.google.com/file/d/1-4AxsG10C8eRPI4WPOeYfnGTX_Gy5gNQ/view?usp=drive_link
| SENSOR | INDUCTIVE | SELET | B15EG3015PO | M30 |  | 2024-05-15 | PNP NO |  | Cable | Plastic,Non Flush | https://drive.google.com/file/d/1UpovyLzsLiOnTmR3mvU3XyGJlVwJV8na/view?usp=drive_link | https://drive.google.com/file/d/1vsORUiaCoMurFvuRPeA8ze_ey1rl0axh/view?usp=drive_link
| SENSOR | INDUCTIVE | SELET | B50E189V010C5 | M18 | Analog | 2024-05-15 | 0-10V |  | Plug M12 | Metal,Non Flush | https://drive.google.com/file/d/1njG-kMQpn090wacnr0wuty2zsRwqlujw/view?usp=drive_link | https://drive.google.com/file/d/1z3XqOXVzJyKSA-i-I6m-wQJa5b9Dbb3_/view?usp=drive_link
| SENSOR | INDUCTIVE | SELET | B50EG124V010 | M12 | Analog | 0.8-4 | 0-10V |  | Cable | Metal,Non Flush | https://drive.google.com/file/d/1njG-kMQpn090wacnr0wuty2zsRwqlujw/view?usp=drive_link | https://drive.google.com/file/d/1z3XqOXVzJyKSA-i-I6m-wQJa5b9Dbb3_/view?usp=drive_link
| SENSOR | INDUCTIVE | SELET | B50EG189V010 | M18 | Analog | 2024-05-15 | 0-10V |  | Cable | Metal,Non Flush | https://drive.google.com/file/d/1njG-kMQpn090wacnr0wuty2zsRwqlujw/view?usp=drive_link | https://drive.google.com/file/d/1z3XqOXVzJyKSA-i-I6m-wQJa5b9Dbb3_/view?usp=drive_link
| SENSOR | INDUCTIVE | SELET | B50EG3015V010 | M30 | Analog | 2024-05-15 | 0-10V |  | Cable | Metal,Non Flush | https://drive.google.com/file/d/1njG-kMQpn090wacnr0wuty2zsRwqlujw/view?usp=drive_link | https://drive.google.com/file/d/1z3XqOXVzJyKSA-i-I6m-wQJa5b9Dbb3_/view?usp=drive_link
| SENSOR | INDUCTIVE | SELET | B50EN187V03 | M18 | Analog | 2024-05-15 | 0-3V |  | Cable | Metal,Non Flush | https://drive.google.com/file/d/1njG-kMQpn090wacnr0wuty2zsRwqlujw/view?usp=drive_link | https://drive.google.com/file/d/1z3XqOXVzJyKSA-i-I6m-wQJa5b9Dbb3_/view?usp=drive_link
| SENSOR | INDUCTIVE | SELET | B50G122A010 | M12 | Analog |  | 0-10mA |  | Cable | Metal,Non Flush | https://drive.google.com/file/d/1njG-kMQpn090wacnr0wuty2zsRwqlujw/view?usp=drive_link | https://drive.google.com/file/d/1z3XqOXVzJyKSA-i-I6m-wQJa5b9Dbb3_/view?usp=drive_link
| SENSOR | INDUCTIVE | SELET | B50G3010V010 | [7 empty] | https://drive.google.com/file/d/1njG-kMQpn090wacnr0wuty2zsRwqlujw/view?usp=drive_link | https://drive.google.com/file/d/1z3XqOXVzJyKSA-i-I6m-wQJa5b9Dbb3_/view?usp=drive_link
| SENSOR | INDUCTIVE | SELET | B60122POC5 | M12 |  | 0.8-4 | PNP NO |  | Plug M12 | Plastic, Flush | https://drive.google.com/file/d/1HfSr4cDo_ZdY4Yc5-dwrNDks_S9kJ2vo/view?usp=drive_link | https://drive.google.com/file/d/1ommyrOw7h2b9LUdw78YN4z_nwwTeg3Lh/view?usp=drive_link
| SENSOR | INDUCTIVE | SELET | BCR1G3010PO | M30 |  | 2024-05-15 | PNP NO |  | Cable | Plastic | https://drive.google.com/file/d/1_XToFAqp6UrHqlDUJ7FfG4WmLeqOKr0b/view?usp=drive_link | https://drive.google.com/file/d/1z3XqOXVzJyKSA-i-I6m-wQJa5b9Dbb3_/view?usp=drive_link
| SENSOR | INDUCTIVE | SELET | C01EG5035A0 | [6 empty] | Non Flush | https://drive.google.com/file/d/1jqe4yx2yZsq7JoaPsIa8jHgYZnUhTox2/view?usp=drive_link
| SENSOR | INDUCTIVE | SELET | MA526NF |  |  | 16-35 | NPN,Namur |  | Cable
| SENSOR | INDUCTIVE | SELET | MB526-DIS351 | M5 |  | 16-35 |  |  |  | Metal | https://drive.google.com/file/d/1PdV9BjY5g-_8XyZCCZJH-_Su2SgK2Hej/view?usp=drive_link
| SENSOR | INDUCTIVE | SELET | MB526PFA | M5 |  | 16-35 | PNP NO |  | Cable | Metal | https://drive.google.com/file/d/1PdV9BjY5g-_8XyZCCZJH-_Su2SgK2Hej/view?usp=drive_link | https://drive.google.com/file/d/1dGSrqkvP5QwQXBUU43w1otC0VESt3HED/view?usp=drive_link
| SENSOR | INDUCTIVE | CARLO GAVAZZI | 1471DU10EP-2M |  | Fork Type | 2024-05-15 | PNP |  |  |  |  | https://drive.google.com/file/d/1FeiAFfw9EYO91ZWr4olM7RrzBIalBGai/view?usp=sharing
| SENSOR | INDUCTIVE | CARLO GAVAZZI | DU6E |  | Fork Type | 2024-05-15 |  |  | Cable | Plastic | https://drive.google.com/file/d/16JcZozSkNui5DpfBzJ_IhA2K8ddMYAVB/view?usp=drive_link | https://drive.google.com/file/d/1FeiAFfw9EYO91ZWr4olM7RrzBIalBGai/view?usp=sharing
| SENSOR | INDUCTIVE | CARLO GAVAZZI | EA05TML3AN | M5 |  | 0.8-4 | NPN NO | 10-30VDC | Cable | Flush
| SENSOR | INDUCTIVE | CARLO GAVAZZI | EI0601NACS | M6.5 |  | 0.8-4 | Namur | 8VDC | Cable | Metal | https://drive.google.com/file/d/1kqLQuMs5lyIUS2l77fdcX193StckTxVb/view?usp=drive_link
| SENSOR | INDUCTIVE | CARLO GAVAZZI | EI0801NACS | M8 |  | 0.8-4 | Namur | 8VDC | Cable | Metal | https://drive.google.com/file/d/14KeLGt6fQ_pn3QV_85c7RlrfzJ1RHhsJ/view?usp=drive_link | https://drive.google.com/file/d/1q-bWRb-8NtfQtLaJOBtOHpd1KsolXFwF/view?usp=drive_link
| SENSOR | INDUCTIVE | CARLO GAVAZZI | EI1202NPCPL | M12 |  | 0.8-4 | NPN NC | 10-30VDC | Cable | Plastic, Flush | https://drive.google.com/file/d/14KeLGt6fQ_pn3QV_85c7RlrfzJ1RHhsJ/view?usp=drive_link | https://drive.google.com/file/d/1zsgWU5nCg9HxNswPX1RsAGSf0Hvq6AAU/view?usp=drive_link
| SENSOR | INDUCTIVE | CARLO GAVAZZI | EI1202NPOPL | M12 |  | 0.8-4 | NPN NO | 10-30VDC | Cable | Plastic, Flush | https://drive.google.com/file/d/14KeLGt6fQ_pn3QV_85c7RlrfzJ1RHhsJ/view?usp=drive_link | https://drive.google.com/file/d/1zsgWU5nCg9HxNswPX1RsAGSf0Hvq6AAU/view?usp=drive_link
| SENSOR | INDUCTIVE | CARLO GAVAZZI | EI1202NPOPL-1 | M12 |  | 0.8-4 | NPN NO | 10-30VDC | Plug M12 | Plastic, Flush | https://drive.google.com/file/d/14KeLGt6fQ_pn3QV_85c7RlrfzJ1RHhsJ/view?usp=drive_link | https://drive.google.com/file/d/1zsgWU5nCg9HxNswPX1RsAGSf0Hvq6AAU/view?usp=drive_link
| SENSOR | INDUCTIVE | CARLO GAVAZZI | EI1202NPOPS-1 | M12 |  | 0.8-4 | NPN NO | 10-30VDC | Plug M12 | Plastic, Flush | https://drive.google.com/file/d/14KeLGt6fQ_pn3QV_85c7RlrfzJ1RHhsJ/view?usp=drive_link | https://drive.google.com/file/d/1zsgWU5nCg9HxNswPX1RsAGSf0Hvq6AAU/view?usp=drive_link
| SENSOR | INDUCTIVE | CARLO GAVAZZI | EI1202NPOSL | M12 |  | 0.8-4 | NPN NO | 10-30VDC | Cable | Metal, Flush | https://drive.google.com/file/d/14KeLGt6fQ_pn3QV_85c7RlrfzJ1RHhsJ/view?usp=drive_link | https://drive.google.com/file/d/1cV_kgEXcZ_gd3vw9B5fsVTsXedc250hL/view?usp=drive_link
| SENSOR | INDUCTIVE | CARLO GAVAZZI | EI1202PPCPL | M12 |  | 0.8-4 | PNP NC | 10-30VDC | Cable | Plastic, Flush | https://drive.google.com/file/d/14KeLGt6fQ_pn3QV_85c7RlrfzJ1RHhsJ/view?usp=drive_link | https://drive.google.com/file/d/1zsgWU5nCg9HxNswPX1RsAGSf0Hvq6AAU/view?usp=drive_link
| SENSOR | INDUCTIVE | CARLO GAVAZZI | EI1202PPCSS | M12 |  | 0.8-4 | PNP NC | 10-30VDC | Cable | Metal, Flush | https://drive.google.com/file/d/14KeLGt6fQ_pn3QV_85c7RlrfzJ1RHhsJ/view?usp=drive_link | https://drive.google.com/file/d/1cV_kgEXcZ_gd3vw9B5fsVTsXedc250hL/view?usp=drive_link
| SENSOR | INDUCTIVE | CARLO GAVAZZI | EI1202PPOPL | M12 |  | 0.8-4 | PNP NO | 10-30VDC | Cable | Plastic, Flush | https://drive.google.com/file/d/14KeLGt6fQ_pn3QV_85c7RlrfzJ1RHhsJ/view?usp=drive_link | https://drive.google.com/file/d/1Kj1Qa5k6gRdMtsvL-Ts_Mg6il_hr6XOs/view?usp=drive_link
| SENSOR | INDUCTIVE | CARLO GAVAZZI | EI1202PPOSL-1 | M12 |  | 0.8-4 | PNP NO | 10-30VDC | Cable | Metal, Flush | https://drive.google.com/file/d/14KeLGt6fQ_pn3QV_85c7RlrfzJ1RHhsJ/view?usp=drive_link | https://drive.google.com/file/d/1Kj1Qa5k6gRdMtsvL-Ts_Mg6il_hr6XOs/view?usp=drive_link
| SENSOR | INDUCTIVE | CARLO GAVAZZI | EI1202TBOSL | M12 |  | 0.8-4 | NO | 10-30VDC | Cable | Metal, Flush | https://drive.google.com/file/d/14KeLGt6fQ_pn3QV_85c7RlrfzJ1RHhsJ/view?usp=drive_link | https://drive.google.com/file/d/1nLSmxLuVhDDnY278Xf_n1zwWnIDjs92Z/view?usp=drive_link
| SENSOR | INDUCTIVE | CARLO GAVAZZI | EI1204NPOSS-1 | M12 |  | 0.8-4 | NPN NO | 10-30VDC | Plug M12 | Metal,Non Flush | https://drive.google.com/file/d/1zdYrGuWVR96hHn5HokLlQw567xKQg7cr/view?usp=drive_link | https://drive.google.com/file/d/1nLSmxLuVhDDnY278Xf_n1zwWnIDjs92Z/view?usp=drive_link
| SENSOR | INDUCTIVE | CARLO GAVAZZI | EI1204PPCSL | M12 |  | 0.8-4 | PNP NC | 10-30VDC | Cable | Metal,Non Flush | https://drive.google.com/file/d/1zdYrGuWVR96hHn5HokLlQw567xKQg7cr/view?usp=drive_link | https://drive.google.com/file/d/1nLSmxLuVhDDnY278Xf_n1zwWnIDjs92Z/view?usp=drive_link
| SENSOR | INDUCTIVE | CARLO GAVAZZI | EI1204PPOPL | M12 |  | 0.8-4 | PNP NO | 10-30VDC | Cable | Plastic,Non Flush | https://drive.google.com/file/d/1zdYrGuWVR96hHn5HokLlQw567xKQg7cr/view?usp=drive_link | https://drive.google.com/file/d/1Kj1Qa5k6gRdMtsvL-Ts_Mg6il_hr6XOs/view?usp=drive_link
| SENSOR | INDUCTIVE | CARLO GAVAZZI | EI1204PPOSL | M12 |  | 0.8-4 | PNP NO | 10-30VDC | Cable | Metal,Non Flush | https://drive.google.com/file/d/1zdYrGuWVR96hHn5HokLlQw567xKQg7cr/view?usp=drive_link | https://drive.google.com/file/d/1cV_kgEXcZ_gd3vw9B5fsVTsXedc250hL/view?usp=drive_link
| SENSOR | INDUCTIVE | CARLO GAVAZZI | EI1204PPOSL-1 | M12 |  | 0.8-4 | PNP NO | 10-30VDC | Cable | Metal,Non Flush | https://drive.google.com/file/d/1zdYrGuWVR96hHn5HokLlQw567xKQg7cr/view?usp=drive_link | https://drive.google.com/file/d/1cV_kgEXcZ_gd3vw9B5fsVTsXedc250hL/view?usp=drive_link
| SENSOR | INDUCTIVE | CARLO GAVAZZI | EI1204PPOSS-1 | M12 |  | 0.8-4 | PNP NO | 10-30VDC | Plug M12 | Metal,Non Flush | https://drive.google.com/file/d/1zdYrGuWVR96hHn5HokLlQw567xKQg7cr/view?usp=drive_link | https://drive.google.com/file/d/1cV_kgEXcZ_gd3vw9B5fsVTsXedc250hL/view?usp=drive_link
| SENSOR | INDUCTIVE | CARLO GAVAZZI | EI1204TBOSL | M12 |  | 0.8-4 | NO | 20-250VAC | Cable | Metal,Non Flush | https://drive.google.com/file/d/1zdYrGuWVR96hHn5HokLlQw567xKQg7cr/view?usp=drive_link | https://drive.google.com/file/d/1cV_kgEXcZ_gd3vw9B5fsVTsXedc250hL/view?usp=drive_link
| SENSOR | INDUCTIVE | CARLO GAVAZZI | EI1805I020-1 | M18 |  | 2024-05-15 | 0-20mA | 10-30VDC |  | Metal | https://drive.google.com/file/d/1U0v_lzfln51EacEpf9tq7pVxSctUOW_d/view?usp=drive_link | https://drive.google.com/file/d/1rgagahTi68SQOr-Ipzibdb7ZRd2Brdrn/view?usp=drive_link
| SENSOR | INDUCTIVE | CARLO GAVAZZI | EI1805NPOPL | M18 |  | 2024-05-15 | NPN NO | 10-30VDC | Cable | Plastic, Flush | https://drive.google.com/file/d/1U0v_lzfln51EacEpf9tq7pVxSctUOW_d/view?usp=drive_link | https://drive.google.com/file/d/1zsgWU5nCg9HxNswPX1RsAGSf0Hvq6AAU/view?usp=drive_link
| SENSOR | INDUCTIVE | CARLO GAVAZZI | EI1805PPCSL-1 | M18 |  | 2024-05-15 | PNP NC | 10-30VDC | Plug M12 | Metal, Flush | https://drive.google.com/file/d/1U0v_lzfln51EacEpf9tq7pVxSctUOW_d/view?usp=drive_link | https://drive.google.com/file/d/1cV_kgEXcZ_gd3vw9B5fsVTsXedc250hL/view?usp=drive_link
| SENSOR | INDUCTIVE | CARLO GAVAZZI | EI1805PPOPL | M18 |  | 2024-05-15 | PNP NO | 10-30VDC | Cable | Plastic, Flush | https://drive.google.com/file/d/1U0v_lzfln51EacEpf9tq7pVxSctUOW_d/view?usp=drive_link | https://drive.google.com/file/d/1zsgWU5nCg9HxNswPX1RsAGSf0Hvq6AAU/view?usp=drive_link
| SENSOR | INDUCTIVE | CARLO GAVAZZI | EI1805TBCSL | M18 |  | 2024-05-15 | NC | 20-250VAC | Cable | Metal, Flush | https://drive.google.com/file/d/1U0v_lzfln51EacEpf9tq7pVxSctUOW_d/view?usp=drive_link | https://drive.google.com/file/d/1nLSmxLuVhDDnY278Xf_n1zwWnIDjs92Z/view?usp=drive_link
| SENSOR | INDUCTIVE | CARLO GAVAZZI | EI1808PPCSL-1 | M18 |  | 2024-05-15 | PNP NC | 10-30VDC | Plug M12 | Metal,Non Flush | https://drive.google.com/file/d/1ARhCUz8WEKOZ8o3GcFZIOxf6O-PuEphS/view?usp=drive_link | https://drive.google.com/file/d/1nLSmxLuVhDDnY278Xf_n1zwWnIDjs92Z/view?usp=drive_link
| SENSOR | INDUCTIVE | CARLO GAVAZZI | EI1808PPOS1531 | M18 |  | 2024-05-15 | NO | 10-30VDC | Cable | Metal | https://drive.google.com/file/d/1ARhCUz8WEKOZ8o3GcFZIOxf6O-PuEphS/view?usp=drive_link
| SENSOR | INDUCTIVE | CARLO GAVAZZI | EI1808PPOSL | M18 |  | 2024-05-15 | PNP NO | 10-30VDC | Cable | Metal,Non Flush | https://drive.google.com/file/d/1ARhCUz8WEKOZ8o3GcFZIOxf6O-PuEphS/view?usp=drive_link | https://drive.google.com/file/d/1cV_kgEXcZ_gd3vw9B5fsVTsXedc250hL/view?usp=drive_link
| SENSOR | INDUCTIVE | CARLO GAVAZZI | EI1808PPOSS | M18 |  | 2024-05-15 | PNP NO | 10-30VDC | Cable | Metal,Non Flush | https://drive.google.com/file/d/1ARhCUz8WEKOZ8o3GcFZIOxf6O-PuEphS/view?usp=drive_link | https://drive.google.com/file/d/1cV_kgEXcZ_gd3vw9B5fsVTsXedc250hL/view?usp=drive_link
| SENSOR | INDUCTIVE | CARLO GAVAZZI | EI1808PPOSS-1 | M18 |  | 2024-05-15 | PNP NO | 10-30VDC | Plug M12 | Metal,Non Flush | https://drive.google.com/file/d/1ARhCUz8WEKOZ8o3GcFZIOxf6O-PuEphS/view?usp=drive_link | https://drive.google.com/file/d/1cV_kgEXcZ_gd3vw9B5fsVTsXedc250hL/view?usp=drive_link
| SENSOR | INDUCTIVE | CARLO GAVAZZI | EI1808TBOPS | M18 |  | 2024-05-15 | NO/NC | 20-250VAC | Cable | Plastic, Flush | https://drive.google.com/file/d/1ARhCUz8WEKOZ8o3GcFZIOxf6O-PuEphS/view?usp=drive_link | https://drive.google.com/file/d/1cV_kgEXcZ_gd3vw9B5fsVTsXedc250hL/view?usp=drive_link
| SENSOR | INDUCTIVE | CARLO GAVAZZI | EI1808TBOSL | M18 |  | 2024-05-15 | NO/NC | 20-250VAC | Cable | Metal, Flush | https://drive.google.com/file/d/1ARhCUz8WEKOZ8o3GcFZIOxf6O-PuEphS/view?usp=drive_link | https://drive.google.com/file/d/1cV_kgEXcZ_gd3vw9B5fsVTsXedc250hL/view?usp=drive_link
| SENSOR | INDUCTIVE | CARLO GAVAZZI | EI1808TBOSS | M18 |  | 2024-05-15 | NO/NC | 20-250VAC | Cable | Metal, Flush | https://drive.google.com/file/d/1ARhCUz8WEKOZ8o3GcFZIOxf6O-PuEphS/view?usp=drive_link | https://drive.google.com/file/d/1cV_kgEXcZ_gd3vw9B5fsVTsXedc250hL/view?usp=drive_link
| SENSOR | INDUCTIVE | CARLO GAVAZZI | EI3010NPOSS | M30 |  | 2024-05-15 | NPN NO | 10-30VDC | Cable | Metal, Flush | https://drive.google.com/file/d/1F0XM-1TXwX-8UaVypB01Y2pbZZcjNJo2/view?usp=drive_link | https://drive.google.com/file/d/1cV_kgEXcZ_gd3vw9B5fsVTsXedc250hL/view?usp=drive_link
| SENSOR | INDUCTIVE | CARLO GAVAZZI | EI3010PPCSS | M30 |  | 2024-05-15 | PNP NC | 10-30VDC | Cable | Metal, Flush | https://drive.google.com/file/d/1F0XM-1TXwX-8UaVypB01Y2pbZZcjNJo2/view?usp=drive_link | https://drive.google.com/file/d/1cV_kgEXcZ_gd3vw9B5fsVTsXedc250hL/view?usp=drive_link
| SENSOR | INDUCTIVE | CARLO GAVAZZI | EI3010PPOS | M30 |  | 2024-05-15 | PNP NO | 10-30VDC | Cable | Metal, Flush | https://drive.google.com/file/d/1F0XM-1TXwX-8UaVypB01Y2pbZZcjNJo2/view?usp=drive_link | https://drive.google.com/file/d/1cV_kgEXcZ_gd3vw9B5fsVTsXedc250hL/view?usp=drive_link
| SENSOR | INDUCTIVE | CARLO GAVAZZI | EI3010PPOSL | M30 |  | 2024-05-15 | PNP NO | 10-30VDC | Cable | Metal, Flush | https://drive.google.com/file/d/1F0XM-1TXwX-8UaVypB01Y2pbZZcjNJo2/view?usp=drive_link | https://drive.google.com/file/d/1cV_kgEXcZ_gd3vw9B5fsVTsXedc250hL/view?usp=drive_link
| SENSOR | INDUCTIVE | CARLO GAVAZZI | EI3010PPOSS | M30 |  | 2024-05-15 | PNP NO | 10-30VDC | Cable | Metal, Flush | https://drive.google.com/file/d/1F0XM-1TXwX-8UaVypB01Y2pbZZcjNJo2/view?usp=drive_link | https://drive.google.com/file/d/1cV_kgEXcZ_gd3vw9B5fsVTsXedc250hL/view?usp=drive_link
| SENSOR | INDUCTIVE | CARLO GAVAZZI | EI3010PPOSS1556 | M30 | [5 empty] | Metal | https://drive.google.com/file/d/1F0XM-1TXwX-8UaVypB01Y2pbZZcjNJo2/view?usp=drive_link
| SENSOR | INDUCTIVE | CARLO GAVAZZI | EI3010TBOPS-6 | M30 |  | 2024-05-15 | NO/NC | 20-250VAC | Plug M12 | Plastic, Flush | https://drive.google.com/file/d/1F0XM-1TXwX-8UaVypB01Y2pbZZcjNJo2/view?usp=drive_link
| SENSOR | INDUCTIVE | CARLO GAVAZZI | EI3015PPOPL | M30 |  | 2024-05-15 | PNP NO | 20-250VAC | Cable | Plastic, Flush | https://drive.google.com/file/d/1J44y_oAC_BN4PUoNXiNXuttTNCpg5Yel/view?usp=drive_link | https://drive.google.com/file/d/1zsgWU5nCg9HxNswPX1RsAGSf0Hvq6AAU/view?usp=drive_link
| SENSOR | INDUCTIVE | CARLO GAVAZZI | EI3015PPOSL | M30 |  | 2024-05-15 | PNP NO | 10-30VDC | Cable | Metal, Flush | https://drive.google.com/file/d/1J44y_oAC_BN4PUoNXiNXuttTNCpg5Yel/view?usp=drive_link | https://drive.google.com/file/d/1cV_kgEXcZ_gd3vw9B5fsVTsXedc250hL/view?usp=drive_link
| SENSOR | INDUCTIVE | CARLO GAVAZZI | EI3015TBCPL | M30 |  | 2024-05-15 | NO/NC | 20-250VAC | Cable | Plastic, Flush | https://drive.google.com/file/d/1J44y_oAC_BN4PUoNXiNXuttTNCpg5Yel/view?usp=drive_link | https://drive.google.com/file/d/1cV_kgEXcZ_gd3vw9B5fsVTsXedc250hL/view?usp=drive_link
| SENSOR | INDUCTIVE | CARLO GAVAZZI | EI3015TBCSL | M30 |  | 2024-05-15 | NC | 20-250VAC | Cable | Metal, Flush | https://drive.google.com/file/d/1J44y_oAC_BN4PUoNXiNXuttTNCpg5Yel/view?usp=drive_link | https://drive.google.com/file/d/1nLSmxLuVhDDnY278Xf_n1zwWnIDjs92Z/view?usp=drive_link
| SENSOR | INDUCTIVE | CARLO GAVAZZI | EI3015TBOPL | M30 |  | 2024-05-15 | NO/NC | 20-250VAC | Cable | Plastic,Non Flush | https://drive.google.com/file/d/1J44y_oAC_BN4PUoNXiNXuttTNCpg5Yel/view?usp=drive_link | https://drive.google.com/file/d/1nLSmxLuVhDDnY278Xf_n1zwWnIDjs92Z/view?usp=drive_link
| SENSOR | INDUCTIVE | CARLO GAVAZZI | EI3015TBOSL | M30 |  | 2024-05-15 | NO | 20-250VAC | Cable | Plastic,Non Flush | https://drive.google.com/file/d/1J44y_oAC_BN4PUoNXiNXuttTNCpg5Yel/view?usp=drive_link | https://drive.google.com/file/d/1nLSmxLuVhDDnY278Xf_n1zwWnIDjs92Z/view?usp=drive_link
| SENSOR | INDUCTIVE | CARLO GAVAZZI | EI5515PPAP | Rectangular |  | 2024-05-15 | PNP NO/NC | 10-30VDC | Cable | Plastic,Non Flush | https://drive.google.com/file/d/1w1VUPJl75u9jvy-DNISOWrfSNb2rq4pX/view?usp=drive_link | https://drive.google.com/file/d/1nLSmxLuVhDDnY278Xf_n1zwWnIDjs92Z/view?usp=drive_link
| SENSOR | INDUCTIVE | CARLO GAVAZZI | EI5515PPAP-1 | Rectangular |  | 2024-05-15 | PNP NO/NC | 10-30VDC | Plug M12 | Plastic,Non Flush | https://drive.google.com/file/d/1w1VUPJl75u9jvy-DNISOWrfSNb2rq4pX/view?usp=drive_link | https://drive.google.com/file/d/1nLSmxLuVhDDnY278Xf_n1zwWnIDjs92Z/view?usp=drive_link
| SENSOR | INDUCTIVE | CARLO GAVAZZI | EI8040NACP | Rectangular |  | 40-50 | Namur | 8VDC | Cable | Plastic,Non Flush |  | https://drive.google.com/file/d/1kar_INR5tx1gjglormeUq-4KlV3lTT9q/view?usp=drive_link
| SENSOR | INDUCTIVE | CARLO GAVAZZI | EISH200MA024
| SENSOR | PHOTOELECTRIC | CARLO GAVAZZI | EO1804NPAS | M18 |  | 200-500 | NPN NO/NC | 10-30VDC | Cable | Metal
| SENSOR | INDUCTIVE | CARLO GAVAZZI | IA05BSF08POP033 | M5 |  | 0.8-4 | PNP NO |  |  | Plastic | https://drive.google.com/file/d/1fjXUBvq7k0xzynvAbgjaqI27VfPSz8Zq/view?usp=drive_link
| SENSOR | INDUCTIVE | CARLO GAVAZZI | IA05BSF10NOP | M5 |  | 0.8-4 | NPN NO | 10-30VDC | Cable | Plastic, Flush | https://drive.google.com/file/d/1wgctpiXdBHFmNa_YEVG8v-z3FDsb-Ac0/view?usp=drive_link | https://drive.google.com/file/d/1KDPS27JY90TLQ8yYLGKRPUDZqj87yXJD/view?usp=drive_link
| SENSOR | INDUCTIVE | CARLO GAVAZZI | IA05BSF10POM5P | M5 |  | 0.8-4 | PNP NO | 10-30VDC | Plug M12 | Plastic,Non Flush | https://drive.google.com/file/d/1wgctpiXdBHFmNa_YEVG8v-z3FDsb-Ac0/view?usp=drive_link | https://drive.google.com/file/d/1KDPS27JY90TLQ8yYLGKRPUDZqj87yXJD/view?usp=drive_link
| SENSOR | INDUCTIVE | CARLO GAVAZZI | IA06BSF10PC | M6.5 |  | 0.8-4 | PNP NC | 10-30VDC | Cable | Plastic, Flush | https://drive.google.com/file/d/1puVxVgAaJVcF3cyVyxIvQKsz9H1UzU1h/view?usp=drive_link | https://drive.google.com/file/d/18ewIRJ3BMdUcP13FaBeHPTWndrBNkOZJ/view?usp=drive_link
| SENSOR | INDUCTIVE | CARLO GAVAZZI | IA06BSF10PCM5 | M6.5 |  | 0.8-4 | PNP NC | 10-30VDC | Plug M12 | Metal, Flush | https://drive.google.com/file/d/1puVxVgAaJVcF3cyVyxIvQKsz9H1UzU1h/view?usp=drive_link | https://www.ledcontrols.co.uk/ia06bsf10pcm5-ind-prox-ss-6-5-3w-pnp-nc-plug.html
| SENSOR | INDUCTIVE | CARLO GAVAZZI | IA06BSF10POM5 | M6.5 |  | 0.8-4 | PNP NO | 10-30VDC | Plug M12 | Metal, Flush | https://drive.google.com/file/d/1puVxVgAaJVcF3cyVyxIvQKsz9H1UzU1h/view?usp=drive_link | https://www.ledcontrols.co.uk/ia06bsf10pom5-ind-prox-ss-6-5-3w-pnp-no-plug.html
| SENSOR | INDUCTIVE | CARLO GAVAZZI | IA08BLF15NOM1 | M8 |  | 0.8-4 | NPN NO | 10-30VDC | Plug M12 | Metal, Flush | https://drive.google.com/file/d/1puVxVgAaJVcF3cyVyxIvQKsz9H1UzU1h/view?usp=drive_link | https://drive.google.com/file/d/1ZZrvHI1kN6VJStmSQ5og67mXIdyQ8anm/view?usp=drive_link
| SENSOR | INDUCTIVE | CARLO GAVAZZI | IA08BLF15PC | M8 |  | 0.8-4 | PNP NC | 10-30VDC | Cable | Plastic, Flush | https://drive.google.com/file/d/1puVxVgAaJVcF3cyVyxIvQKsz9H1UzU1h/view?usp=drive_link | https://drive.google.com/file/d/1ZZrvHI1kN6VJStmSQ5og67mXIdyQ8anm/view?usp=drive_link
| SENSOR | INDUCTIVE | CARLO GAVAZZI | IA08BLF15POM1 | M8 |  | 0.8-4 | PNP NO | 10-30VDC | Plug M12 | Plastic, Flush | https://drive.google.com/file/d/1puVxVgAaJVcF3cyVyxIvQKsz9H1UzU1h/view?usp=drive_link | https://drive.google.com/file/d/1ZZrvHI1kN6VJStmSQ5og67mXIdyQ8anm/view?usp=drive_link
| SENSOR | INDUCTIVE | CARLO GAVAZZI | IA08BLN25PO | M8 |  | 0.8-4 | PNP NO | 10-30VDC | Cable | Plastic,Non Flush | https://drive.google.com/file/d/1bA7f1eirsW1LKLaw_QZ9mMUuQ9MfQrmp/view?usp=drive_link | https://drive.google.com/file/d/1ZZrvHI1kN6VJStmSQ5og67mXIdyQ8anm/view?usp=drive_link
| SENSOR | INDUCTIVE | CARLO GAVAZZI | IA08BSF02DC | M8 |  | 0.8-4 | NC | 2W,10-30VDC | Cable | Metal, Flush | https://drive.google.com/file/d/15WsqwK5QkNv6k_ypP5hbBUwSljDS9n00/view?usp=drive_link | https://drive.google.com/file/d/1ls0geC_n3I3O3riAeyL3BshdGodLRmbS/view?usp=drive_link
| SENSOR | INDUCTIVE | CARLO GAVAZZI | IA08BSF02DO | M8 |  | 0.8-4 | NO | 2W,10-30VDC | Cable | Metal, Flush | https://drive.google.com/file/d/15WsqwK5QkNv6k_ypP5hbBUwSljDS9n00/view?usp=drive_link | https://drive.google.com/file/d/1ls0geC_n3I3O3riAeyL3BshdGodLRmbS/view?usp=drive_link
| SENSOR | INDUCTIVE | CARLO GAVAZZI | IA08BSF15NC | M8 |  | 0.8-4 | NPN NC | 10-30VDC | Cable | Metal, Flush | https://drive.google.com/file/d/1DCPU4JFJIuYEOrj-YbuKNNjFcXx4I2H_/view?usp=drive_link | https://drive.google.com/file/d/1ls0geC_n3I3O3riAeyL3BshdGodLRmbS/view?usp=drive_link
| SENSOR | INDUCTIVE | CARLO GAVAZZI | IA08BSF15NOM5 | M8 |  | 0.8-4 | NPN NO | 10-30VDC | Plug M12 | Metal, Flush | https://drive.google.com/file/d/1DCPU4JFJIuYEOrj-YbuKNNjFcXx4I2H_/view?usp=drive_link | https://drive.google.com/file/d/1ls0geC_n3I3O3riAeyL3BshdGodLRmbS/view?usp=drive_link
| SENSOR | INDUCTIVE | CARLO GAVAZZI | IA08BSF15PCM5 | M8 |  | 0.8-4 | PNP NC | 10-30VDC | Plug M12 | Metal, Flush | https://drive.google.com/file/d/1DCPU4JFJIuYEOrj-YbuKNNjFcXx4I2H_/view?usp=drive_link | https://drive.google.com/file/d/1ls0geC_n3I3O3riAeyL3BshdGodLRmbS/view?usp=drive_link
| SENSOR | INDUCTIVE | CARLO GAVAZZI | IA08BSF15POM5 | M8 |  | 0.8-4 | PNP NO | 10-30VDC | Plug M12 | Metal, Flush | https://drive.google.com/file/d/1DCPU4JFJIuYEOrj-YbuKNNjFcXx4I2H_/view?usp=drive_link | https://drive.google.com/file/d/1ls0geC_n3I3O3riAeyL3BshdGodLRmbS/view?usp=drive_link
| SENSOR | INDUCTIVE | CARLO GAVAZZI | IA08BSF20PC | M8 |  | 0.8-4 | PNP NC | 10-30VDC | Cable | Metal, Flush | https://drive.google.com/file/d/1DCPU4JFJIuYEOrj-YbuKNNjFcXx4I2H_/view?usp=drive_link | https://drive.google.com/file/d/1ls0geC_n3I3O3riAeyL3BshdGodLRmbS/view?usp=drive_link
| SENSOR | INDUCTIVE | CARLO GAVAZZI | IA08BSN04DO | M8 |  | 0.8-4 | NO | 2W,10-30VDC | Cable | Metal,Non Flush | https://drive.google.com/file/d/1wjwaQN9sS69GjJXMHq9dfGBOm58cVCu0/view?usp=drive_link
| SENSOR | INDUCTIVE | CARLO GAVAZZI | IA08BSN25NO | M8 |  | 0.8-4 | NPN NO | 10-30VDC | Cable | Metal,Non Flush | https://drive.google.com/file/d/1eOcmq2K9x4SBWAeZk8SFG7oG-pZZcHGU/view?usp=drive_link | https://drive.google.com/file/d/1PH04dHzfQE8jnFq_GYIXnX4JXOSIzzyG/view?usp=drive_link
| SENSOR | INDUCTIVE | CARLO GAVAZZI | IA08BSN25PCM5 | M8 |  | 0.8-4 | PNP NC | 10-30VDC | Plug M12 | Metal,Non Flush | https://drive.google.com/file/d/1eOcmq2K9x4SBWAeZk8SFG7oG-pZZcHGU/view?usp=drive_link | https://drive.google.com/file/d/1PH04dHzfQE8jnFq_GYIXnX4JXOSIzzyG/view?usp=drive_link
| SENSOR | INDUCTIVE | CARLO GAVAZZI | IA08BSN40NO | M8 |  | 0.8-4 | NPN NO | 10-30VDC | Cable | Metal,Non Flush | https://drive.google.com/file/d/1xmX6doDRLd-JJzniM3WhKn7rkWNH9SR8/view?usp=drive_link | https://drive.google.com/file/d/1ls0geC_n3I3O3riAeyL3BshdGodLRmbS/view?usp=drive_link
| SENSOR | INDUCTIVE | CARLO GAVAZZI | IA08BSN40NOM5 | M8 |  | 0.8-4 | NPN NO | 10-30VDC | Plug M12 | Metal,Non Flush | https://drive.google.com/file/d/1xmX6doDRLd-JJzniM3WhKn7rkWNH9SR8/view?usp=drive_link | https://drive.google.com/file/d/1ls0geC_n3I3O3riAeyL3BshdGodLRmbS/view?usp=drive_link
| SENSOR | INDUCTIVE | CARLO GAVAZZI | IA12ASF02PCM1 | M12 |  | 0.8-4 | PNP NC | 10-30VDC | Plug M12 | Metal, Flush | https://drive.google.com/file/d/15rPShSZqNl7ZDExA7n3YTE68pNKvWsT8/view?usp=drive_link
| SENSOR | INDUCTIVE | CARLO GAVAZZI | IA12ASF02POM1 | M12 |  | 0.8-4 | PNP NO | 10-30VDC | Plug M12 | Metal, Flush | https://drive.google.com/file/d/15rPShSZqNl7ZDExA7n3YTE68pNKvWsT8/view?usp=drive_link
| SENSOR | INDUCTIVE | CARLO GAVAZZI | IA12ASF04DOM1 | M12 |  | 0.8-4 | NO | 2W,10-30VDC | Plug M12 | Metal, Flush | https://drive.google.com/file/d/15rPShSZqNl7ZDExA7n3YTE68pNKvWsT8/view?usp=drive_link | https://drive.google.com/file/d/1vRHNdVSeONJyAAplsJbViwvXowkLCPNe/view?usp=drive_link
| SENSOR | INDUCTIVE | CARLO GAVAZZI | IA12ASN04POHT-K | M12 |  | 0.8-4 | PNP NO | 10-30VDC | Cable | Metal, Flush | https://drive.google.com/file/d/15rPShSZqNl7ZDExA7n3YTE68pNKvWsT8/view?usp=drive_link | https://drive.google.com/file/d/1vRHNdVSeONJyAAplsJbViwvXowkLCPNe/view?usp=drive_link
| SENSOR | INDUCTIVE | CARLO GAVAZZI | IA12ASN08DCM1 | M12 |  | 2024-05-15 | NC | 2W,10-30VDC | Plug M12 | Metal,Non Flush | https://drive.google.com/file/d/1FovUVDaiOhDJADlqwtYRUQxetmMRm97l/view?usp=drive_link | https://drive.google.com/file/d/1vRHNdVSeONJyAAplsJbViwvXowkLCPNe/view?usp=drive_link
| SENSOR | INDUCTIVE | CARLO GAVAZZI | IA12ASN08DOM1 | M12 |  | 2024-05-15 | NO | 2W,10-30VDC | Plug M12 | Metal,Non Flush | https://drive.google.com/file/d/15rPShSZqNl7ZDExA7n3YTE68pNKvWsT8/view?usp=sharing | https://drive.google.com/file/d/1vRHNdVSeONJyAAplsJbViwvXowkLCPNe/view?usp=drive_link
| SENSOR | INDUCTIVE | CARLO GAVAZZI | IA12DLF02PO | M12 |  | 0.8-4 | PNP NO | 10-30VDC | Cable | Metal, Flush | https://drive.google.com/file/d/15rPShSZqNl7ZDExA7n3YTE68pNKvWsT8/view?usp=sharing | https://drive.google.com/file/d/1vRHNdVSeONJyAAplsJbViwvXowkLCPNe/view?usp=drive_link
| SENSOR | INDUCTIVE | CARLO GAVAZZI | IA12DLF02POC | M12 |  | 0.8-4 | PNP NO | 10-30VDC | Cable | Metal, Flush
| SENSOR | INDUCTIVE | CARLO GAVAZZI | IA12DSF02NC | M12 |  | 0.8-4 | NPN NC | 10-30VDC | Cable | Metal, Flush
| SENSOR | INDUCTIVE | CARLO GAVAZZI | IA12DSF02PO | M12 |  | 0.8-4 | PNP NO | 10-30VDC | Cable | Metal, Flush | https://drive.google.com/file/d/10k7HHfYcWGSEct8xp4_1kXsZ5lJSq75Z/view?usp=drive_link | https://drive.google.com/file/d/1vRHNdVSeONJyAAplsJbViwvXowkLCPNe/view?usp=drive_link
| SENSOR | INDUCTIVE | CARLO GAVAZZI | IA12DSF04DO | M12 |  | 0.8-4 | NO | 2W,10-30VDC | Cable | Metal, Flush | https://drive.google.com/file/d/10k7HHfYcWGSEct8xp4_1kXsZ5lJSq75Z/view?usp=drive_link | https://drive.google.com/file/d/1vRHNdVSeONJyAAplsJbViwvXowkLCPNe/view?usp=drive_link
| SENSOR | INDUCTIVE | CARLO GAVAZZI | IA12DSN04NO | M12 |  | 0.8-4 | NPN NO | 10-30VDC | Cable | Metal,Non Flush | https://drive.google.com/file/d/1pRh9BC5y_xAuRFpX9A9y6RTMdafc9Ke9/view?usp=drive_link | https://drive.google.com/file/d/1vRHNdVSeONJyAAplsJbViwvXowkLCPNe/view?usp=drive_link
| SENSOR | INDUCTIVE | CARLO GAVAZZI | IA12DSN08DO | M12 |  | 2024-05-15 | NO | 2W,10-30VDC | Cable | Metal,Non Flush | https://drive.google.com/file/d/1pRh9BC5y_xAuRFpX9A9y6RTMdafc9Ke9/view?usp=drive_link | https://drive.google.com/file/d/1vRHNdVSeONJyAAplsJbViwvXowkLCPNe/view?usp=drive_link
| SENSOR | INDUCTIVE | CARLO GAVAZZI | IA12ESF02UCM1 | M12 |  | 0.8-4 | Namur | 8VDC | Plug M12 | Metal, Flush | https://drive.google.com/file/d/1y2dqrgd48y3U5vS7NHjWPeERNj9WBw0l/view?usp=drive_link | https://drive.google.com/file/d/1vRHNdVSeONJyAAplsJbViwvXowkLCPNe/view?usp=drive_link
| SENSOR | INDUCTIVE | CARLO GAVAZZI | IA12ESN04UC | M12 |  | 0.8-4 | Namur | 8VDC | Cable | Metal,Non Flush | https://drive.google.com/file/d/1upSj4av058tvFzo0LbCg5akM1G4goEiP/view?usp=drive_link | https://drive.google.com/file/d/1vRHNdVSeONJyAAplsJbViwvXowkLCPNe/view?usp=drive_link
| SENSOR | INDUCTIVE | CARLO GAVAZZI | IA18ALC05AH-K | M18 |  | 2024-05-15 | PNP |  | Cable | Metal,Non Flush |  | https://leelavatiautomation.com/wp-content/uploads/2023/01/IA18ALC05AH-K.pdf
| SENSOR | INDUCTIVE | CARLO GAVAZZI | IA18ALF05POM1 | M18 |  | 2024-05-15 | PNP NO |  | Plug M12 | Metal, Flush | https://drive.google.com/file/d/1v9tnf4W9IusntP6qc7grKfYQY4cmGRxZ/view?usp=drive_link
| SENSOR | INDUCTIVE | CARLO GAVAZZI | IA18ASF08NOM1 | M18 |  | 2024-05-15 | NPN NO |  | Plug M12 | Metal, Flush | https://drive.google.com/file/d/1v9tnf4W9IusntP6qc7grKfYQY4cmGRxZ/view?usp=drive_link
| SENSOR | INDUCTIVE | CARLO GAVAZZI | IA18ASN08PCM1 | M18 |  | 2024-05-15 | PNP NC |  | Plug M12 | Metal,Non Flush | https://drive.google.com/file/d/1v9tnf4W9IusntP6qc7grKfYQY4cmGRxZ/view?usp=drive_link
| SENSOR | INDUCTIVE | CARLO GAVAZZI | IA18ASN08POM1 | M18 |  | 2024-05-15 | PNP NO |  | Plug M12 | Metal,Non Flush | https://drive.google.com/file/d/1v9tnf4W9IusntP6qc7grKfYQY4cmGRxZ/view?usp=drive_link
| SENSOR | INDUCTIVE | CARLO GAVAZZI | IA18ASN14DCM1 | M18 |  | 2024-05-15 | NC | 2W,10-30VDC | Plug M12 | Metal,Non Flush | https://drive.google.com/file/d/1v9tnf4W9IusntP6qc7grKfYQY4cmGRxZ/view?usp=drive_link | https://drive.google.com/file/d/1vRHNdVSeONJyAAplsJbViwvXowkLCPNe/view?usp=drive_link
| SENSOR | INDUCTIVE | CARLO GAVAZZI | IA18DLF05PO | M18 |  | 2024-05-15 | PNP NO | 10-30VDC | Cable | Metal, Flush | https://drive.google.com/file/d/1v9tnf4W9IusntP6qc7grKfYQY4cmGRxZ/view?usp=drive_link | https://drive.google.com/file/d/1vRHNdVSeONJyAAplsJbViwvXowkLCPNe/view?usp=drive_link
| SENSOR | INDUCTIVE | CARLO GAVAZZI | IA18DSF05NO | M18 |  | 2024-05-15 | NPN NO | 10-30VDC | Cable | Metal, Flush | https://drive.google.com/file/d/1wgTuBPJ-HZe88SJEhhZOlTqygxcII2AB/view?usp=drive_link | https://drive.google.com/file/d/1vRHNdVSeONJyAAplsJbViwvXowkLCPNe/view?usp=drive_link
| SENSOR | INDUCTIVE | CARLO GAVAZZI | IA18DSF08DO | M18 |  | 2024-05-15 | NO | 2W,10-30VDC | Cable | Metal, Flush | https://drive.google.com/file/d/1wgTuBPJ-HZe88SJEhhZOlTqygxcII2AB/view?usp=drive_link | https://drive.google.com/file/d/1vRHNdVSeONJyAAplsJbViwvXowkLCPNe/view?usp=drive_link
| SENSOR | INDUCTIVE | CARLO GAVAZZI | IA18DSF08NO | M18 |  | 2024-05-15 | NPN NO |  | Cable | Metal, Flush | https://drive.google.com/file/d/1wgTuBPJ-HZe88SJEhhZOlTqygxcII2AB/view?usp=drive_link
| SENSOR | INDUCTIVE | CARLO GAVAZZI | IA18DSN08NO | M18 |  | 2024-05-15 | NPN NO |  | Cable | Metal,Non Flush | https://drive.google.com/file/d/1wgTuBPJ-HZe88SJEhhZOlTqygxcII2AB/view?usp=drive_link | https://drive.google.com/file/d/1vRHNdVSeONJyAAplsJbViwvXowkLCPNe/view?usp=drive_link
| SENSOR | INDUCTIVE | CARLO GAVAZZI | IA18DSN08PC | M18 |  | 2024-05-15 | PNP NC |  | Cable | Metal,Non Flush | https://drive.google.com/file/d/1wgTuBPJ-HZe88SJEhhZOlTqygxcII2AB/view?usp=drive_link
| SENSOR | INDUCTIVE | CARLO GAVAZZI | IA18DSN08PO | M18 |  | 2024-05-15 | PNP NO | 10-30VDC | Plug M12 | Metal,Non Flush | https://drive.google.com/file/d/1wgTuBPJ-HZe88SJEhhZOlTqygxcII2AB/view?usp=drive_link | https://drive.google.com/file/d/1vRHNdVSeONJyAAplsJbViwvXowkLCPNe/view?usp=drive_link
| SENSOR | INDUCTIVE | CARLO GAVAZZI | IA18DSN14DO | M18 |  | 2024-05-15 | NO | 2W,10-30VDC | Cable | Metal, Flush | https://drive.google.com/file/d/1v9tnf4W9IusntP6qc7grKfYQY4cmGRxZ/view?usp=drive_link | https://drive.google.com/file/d/1vRHNdVSeONJyAAplsJbViwvXowkLCPNe/view?usp=drive_link
| SENSOR | INDUCTIVE | CARLO GAVAZZI | IA18ELF05UC | M18 |  | 2024-05-15 | Namur |  | Cable | Metal,Non Flush | https://drive.google.com/file/d/1YpumnhvdtMxaEuvWjDy69k1Ig9Jlgmy3/view?usp=drive_link | https://drive.google.com/file/d/1lCEDtTNM2gzsoVRVqQA-GzXYer3ytAkJ/view?usp=drive_link
| SENSOR | INDUCTIVE | CARLO GAVAZZI | IA18ELN08UC | M18 |  | 2024-05-15 | Namur | 8VDC | Cable | Metal,Non Flush | https://drive.google.com/file/d/1YpumnhvdtMxaEuvWjDy69k1Ig9Jlgmy3/view?usp=drive_link | https://drive.google.com/file/d/1lCEDtTNM2gzsoVRVqQA-GzXYer3ytAkJ/view?usp=drive_link
| SENSOR | INDUCTIVE | CARLO GAVAZZI | IA18ESF05UCM1 | M18 |  | 2024-05-15 | Namur | 8VDC | Plug M12 | Metal, Flush | https://drive.google.com/file/d/1F57ZHAiTahcGemiXopmI1B1QmXR2ziv2/view?usp=drive_link | https://drive.google.com/file/d/1lCEDtTNM2gzsoVRVqQA-GzXYer3ytAkJ/view?usp=drive_link
| SENSOR | INDUCTIVE | CARLO GAVAZZI | IA30ALC10AG-K | M30 | Analog | 2024-05-15 | PNP 20-4mA | 10-30VDC | Cable | Metal, Flush
| SENSOR | INDUCTIVE | CARLO GAVAZZI | IA30ASC11AK-K | M30 |  |  | PNP |  | Cable | Metal
| SENSOR | INDUCTIVE | CARLO GAVAZZI | IA30ASF10POHT-K | M30 | [5 empty] | Metal
| SENSOR | INDUCTIVE | CARLO GAVAZZI | IA30ASN15POHT-K | M30 |  | 2024-05-15 | PNP NO | 10-30VDC | Cable | Metal,Non Flush
| SENSOR | INDUCTIVE | CARLO GAVAZZI | IA30ASN15POM1 | M30 |  | 2024-05-15 | PNP NO | 10-30VDC | Plug M12 | Metal,Non Flush | https://drive.google.com/file/d/1OO2RMVvFqudmzm20RrnMlusZc95XvoG3/view?usp=drive_link | https://drive.google.com/file/d/1TXUuWPDdLHiLVPivqjVf3TigVBvxJ_zc/view?usp=drive_link
| SENSOR | INDUCTIVE | CARLO GAVAZZI | IA30ASN22POM1 | M30 |  | 16-35 |  |  |  | Metal | https://drive.google.com/file/d/1OO2RMVvFqudmzm20RrnMlusZc95XvoG3/view?usp=drive_link | https://drive.google.com/file/d/1TXUuWPDdLHiLVPivqjVf3TigVBvxJ_zc/view?usp=drive_link
| SENSOR | INDUCTIVE | CARLO GAVAZZI | IA30DSF15DC | M30 |  | 2024-05-15 | NC | 2W,10-30VDC | Cable | Metal, Flush | https://drive.google.com/file/d/1XJ7W8daiq6Trz2ZOSXzBKqZKCzZBxJP2/view?usp=drive_link | https://drive.google.com/file/d/1vRHNdVSeONJyAAplsJbViwvXowkLCPNe/view?usp=drive_link
| SENSOR | INDUCTIVE | CARLO GAVAZZI | IA30DSF15NO | M30 |  | 2024-05-15 | NPN NO | 10-30VDC | Cable | Metal, Flush | https://drive.google.com/file/d/1XJ7W8daiq6Trz2ZOSXzBKqZKCzZBxJP2/view?usp=drive_link | https://drive.google.com/file/d/1vRHNdVSeONJyAAplsJbViwvXowkLCPNe/view?usp=drive_link
| SENSOR | INDUCTIVE | CARLO GAVAZZI | IA30DSF15PO | M30 |  | 2024-05-15 | PNP NO | 10-30VDC | Cable | Metal, Flush | https://drive.google.com/file/d/1XJ7W8daiq6Trz2ZOSXzBKqZKCzZBxJP2/view?usp=drive_link | https://drive.google.com/file/d/1vRHNdVSeONJyAAplsJbViwvXowkLCPNe/view?usp=drive_link
| SENSOR | INDUCTIVE | CARLO GAVAZZI | IA30DSN22NO | M30 |  | 16-35 |  |  |  | Metal,Non Flush | https://drive.google.com/file/d/1ovs5m9EqGXeHVIzS7nS4EUpNKObzA535/view?usp=drive_link
| SENSOR | INDUCTIVE | CARLO GAVAZZI | IA30DSN22PO | M30 |  | 16-35 | PNP NO |  | Cable | Metal,Non Flush | https://drive.google.com/file/d/1ovs5m9EqGXeHVIzS7nS4EUpNKObzA535/view?usp=drive_link
| SENSOR | INDUCTIVE | CARLO GAVAZZI | IC40CNN30COT1 | Rectangular |  | 16-35 | NO | 2W,20-250VAC |  | Plastic,Non Flush | https://drive.google.com/file/d/1TG5Y0xwu_q0-F_f1arVgSOefcmvT1Jtt/view?usp=drive_link | https://drive.google.com/file/d/1HXU9IIldKJPt6isRRH44FWGwdvRiLJiE/view?usp=drive_link
| SENSOR | INDUCTIVE | CARLO GAVAZZI | IC40CNN30NAT1 | Rectangular |  | 16-35 | NPN NO/NC | 2W,10-30VDC |  | Plastic,Non Flush | https://drive.google.com/file/d/1TG5Y0xwu_q0-F_f1arVgSOefcmvT1Jtt/view?usp=drive_link | https://drive.google.com/file/d/1HXU9IIldKJPt6isRRH44FWGwdvRiLJiE/view?usp=drive_link
| SENSOR | INDUCTIVE | CARLO GAVAZZI | IC40CNN30PAT1 | Rectangular |  | 16-35 | PNP NO/NC | 2W,10-30VDC |  | Plastic,Non Flush | https://drive.google.com/file/d/1TG5Y0xwu_q0-F_f1arVgSOefcmvT1Jtt/view?usp=drive_link | https://drive.google.com/file/d/1HXU9IIldKJPt6isRRH44FWGwdvRiLJiE/view?usp=drive_link
| SENSOR | INDUCTIVE | CARLO GAVAZZI | IC40CNN30TAT1 | Rectangular |  | 16-35 | NO/NC | 2W,10-30VDC |  | Plastic,Non Flush | https://drive.google.com/file/d/1rNryN6Yq2WE75NlSY5EVbbkNZHMipGJE/view?usp=drive_link | https://drive.google.com/file/d/1HXU9IIldKJPt6isRRH44FWGwdvRiLJiE/view?usp=drive_link
| SENSOR | INDUCTIVE | CARLO GAVAZZI | ICB12L50F04A2IO | M12 |  | 0.8-4 | PNP NO | 10-30VDC | Cable | Metal, Flush | https://drive.google.com/file/d/1ZynaLPI0WpLOIpXEPBOyztqOZEo60XNH/view?usp=drive_link
| SENSOR | INDUCTIVE | CARLO GAVAZZI | ICB12L50F04NO | M12 |  | 0.8-4 | NPN NO | 10-30VDC | Cable | Metal, Flush | https://drive.google.com/file/d/1ZynaLPI0WpLOIpXEPBOyztqOZEo60XNH/view?usp=drive_link | https://drive.google.com/file/d/17nMBB_zNlFpXb_GYzZJZGJMvhev1hJZ7/view?usp=drive_link
| SENSOR | INDUCTIVE | CARLO GAVAZZI | ICB12L50F04PC | M12 |  | 0.8-4 | PNP NC | 10-30VDC | Cable | Metal, Flush | https://drive.google.com/file/d/1ZynaLPI0WpLOIpXEPBOyztqOZEo60XNH/view?usp=drive_link | https://drive.google.com/file/d/17nMBB_zNlFpXb_GYzZJZGJMvhev1hJZ7/view?usp=drive_link
| SENSOR | INDUCTIVE | CARLO GAVAZZI | ICB12L50F04POM1 | M12 |  | 0.8-4 | PNP NO | 10-30VDC | Cable | Metal, Flush | https://drive.google.com/file/d/1ZynaLPI0WpLOIpXEPBOyztqOZEo60XNH/view?usp=drive_link | https://drive.google.com/file/d/17nMBB_zNlFpXb_GYzZJZGJMvhev1hJZ7/view?usp=drive_link
| SENSOR | INDUCTIVE | CARLO GAVAZZI | ICB12L50N08PO | M12 |  | 2024-05-15 | PNP NO | 10-30VDC | Cable | Metal,Non Flush | https://drive.google.com/file/d/1ZynaLPI0WpLOIpXEPBOyztqOZEo60XNH/view?usp=drive_link | https://drive.google.com/file/d/17nMBB_zNlFpXb_GYzZJZGJMvhev1hJZ7/view?usp=drive_link
| SENSOR | INDUCTIVE | CARLO GAVAZZI | ICB12LF04POM1 | M12 |  | 0.8-4 | PNP NO | 10-30VDC | Plug M12 | Metal, Flush | https://drive.google.com/file/d/1ZynaLPI0WpLOIpXEPBOyztqOZEo60XNH/view?usp=drive_link | https://drive.google.com/file/d/17nMBB_zNlFpXb_GYzZJZGJMvhev1hJZ7/view?usp=drive_link
| SENSOR | INDUCTIVE | CARLO GAVAZZI | ICB12S30F02PO | M12 |  | 0.8-4 | PNP NO | 10-30VDC | Cable | Metal, Flush | https://drive.google.com/file/d/1w-meeYvNSwUZKjhPOmTuA97pebzxFlcc/view?usp=drive_link | https://drive.google.com/file/d/17nMBB_zNlFpXb_GYzZJZGJMvhev1hJZ7/view?usp=drive_link
| SENSOR | INDUCTIVE | CARLO GAVAZZI | ICB12S30F04PA | M12 |  | 0.8-4 | PNP | 10-30VDC | Cable | Metal, Flush | https://drive.google.com/file/d/1w-meeYvNSwUZKjhPOmTuA97pebzxFlcc/view?usp=drive_link | https://drive.google.com/file/d/17nMBB_zNlFpXb_GYzZJZGJMvhev1hJZ7/view?usp=drive_link
| SENSOR | INDUCTIVE | CARLO GAVAZZI | ICB12S30F04POM1 | M12 |  | 0.8-4 | PNP NO | 10-30VDC | Plug M12 | Metal, Flush | https://drive.google.com/file/d/1wCcr7OL9iySTD6yGJ_ckIJDupKwnaR4B/view?usp=drive_link | https://drive.google.com/file/d/17nMBB_zNlFpXb_GYzZJZGJMvhev1hJZ7/view?usp=drive_link
| SENSOR | INDUCTIVE | CARLO GAVAZZI | ICB12SF04PO-5M | M12 |  | 0.8-4 | PNP NO |  |  | Metal, Flush | https://drive.google.com/file/d/1UylWPFzzYNdbSlRua_dicx1t_1lstuiG/view?usp=drive_link
| SENSOR | INDUCTIVE | CARLO GAVAZZI | ICB18L50F05NO | M18 |  | 2024-05-15 | NPN NO | 10-30VDC | Cable | Metal, Flush | https://drive.google.com/file/d/1-PZgfdfDdm3lZuGW60h_Z5Bt-31H9uLA/view?usp=drive_link | https://drive.google.com/file/d/1mJP6jewCu-HllvC2CLEV2S1uPEkwmZhh/view?usp=drive_link
| SENSOR | INDUCTIVE | CARLO GAVAZZI | ICB18L50F05POM1 | M18 |  | 2024-05-15 | PNP NO | 10-30VDC | Plug M12 | Metal, Flush | https://drive.google.com/file/d/1-PZgfdfDdm3lZuGW60h_Z5Bt-31H9uLA/view?usp=drive_link | https://drive.google.com/file/d/1mJP6jewCu-HllvC2CLEV2S1uPEkwmZhh/view?usp=drive_link
| SENSOR | INDUCTIVE | CARLO GAVAZZI | ICB18L50F08NA | M18 |  | 2024-05-15 | NPN | 10-30VDC | Cable | Metal, Flush | https://drive.google.com/file/d/1-PZgfdfDdm3lZuGW60h_Z5Bt-31H9uLA/view?usp=drive_link | https://drive.google.com/file/d/17nMBB_zNlFpXb_GYzZJZGJMvhev1hJZ7/view?usp=drive_link
| SENSOR | INDUCTIVE | CARLO GAVAZZI | ICB18L50F08PO | M18 |  | 2024-05-15 | PNP NO | 10-30VDC | Cable | Metal, Flush | https://drive.google.com/file/d/14R86bZwCiO1xbP_J6f6JFTwMEk6AQFxS/view?usp=drive_link | https://drive.google.com/file/d/17nMBB_zNlFpXb_GYzZJZGJMvhev1hJZ7/view?usp=drive_link
| SENSOR | INDUCTIVE | CARLO GAVAZZI | ICB18L50N14PO | M18 |  | 2024-05-15 | PNP NO | 10-30VDC | Cable | Metal,Non Flush | https://drive.google.com/file/d/1-PZgfdfDdm3lZuGW60h_Z5Bt-31H9uLA/view?usp=drive_link | https://drive.google.com/file/d/17nMBB_zNlFpXb_GYzZJZGJMvhev1hJZ7/view?usp=drive_link
| SENSOR | INDUCTIVE | CARLO GAVAZZI | ICB18S30F05PO | M18 |  | 2024-05-15 | PNP NO | 10-30VDC | Cable | Metal, Flush | https://drive.google.com/file/d/1x0VsGJvDmO4-yz4jaFZf6Z0Td9EqsCWa/view?usp=drive_link | https://drive.google.com/file/d/17nMBB_zNlFpXb_GYzZJZGJMvhev1hJZ7/view?usp=drive_link
| SENSOR | INDUCTIVE | CARLO GAVAZZI | ICB18S30F08POM1 | M18 |  | 2024-05-15 | PNP NO | 10-30VDC | Plug M12 | Metal, Flush | https://drive.google.com/file/d/1x0VsGJvDmO4-yz4jaFZf6Z0Td9EqsCWa/view?usp=drive_link | https://drive.google.com/file/d/17nMBB_zNlFpXb_GYzZJZGJMvhev1hJZ7/view?usp=drive_link
| SENSOR | INDUCTIVE | CARLO GAVAZZI | ICB18S30F12NO | M18 |  | 2024-05-15 | PNP NO | 10-30VDC | Cable | Metal, Flush | https://drive.google.com/file/d/1x0VsGJvDmO4-yz4jaFZf6Z0Td9EqsCWa/view?usp=drive_link | https://drive.google.com/file/d/17nMBB_zNlFpXb_GYzZJZGJMvhev1hJZ7/view?usp=drive_link
| SENSOR | INDUCTIVE | CARLO GAVAZZI | ICB18S30F12PO | M18 |  | 2024-05-15 | PNP NO | 10-30VDC | Cable | Metal, Flush | https://drive.google.com/file/d/1x0VsGJvDmO4-yz4jaFZf6Z0Td9EqsCWa/view?usp=drive_link | https://drive.google.com/file/d/17nMBB_zNlFpXb_GYzZJZGJMvhev1hJZ7/view?usp=drive_link
| SENSOR | INDUCTIVE | CARLO GAVAZZI | ICB18S30N08PO | M18 |  | 2024-05-15 | PNP NO | 10-30VDC | Cable | Metal,Non Flush | https://drive.google.com/file/d/1TaZaUJi2W4fpOwNA_4OGIZqrdhLcS8j8/view?usp=drive_link | https://drive.google.com/file/d/17nMBB_zNlFpXb_GYzZJZGJMvhev1hJZ7/view?usp=drive_link
| SENSOR | INDUCTIVE | CARLO GAVAZZI | ICB18S30N08POM1 | M18 |  | 2024-05-15 | PNP NO | 10-30VDC | Plug M12 | Metal,Non Flush | https://drive.google.com/file/d/1TaZaUJi2W4fpOwNA_4OGIZqrdhLcS8j8/view?usp=drive_link | https://drive.google.com/file/d/17nMBB_zNlFpXb_GYzZJZGJMvhev1hJZ7/view?usp=drive_link
| SENSOR | INDUCTIVE | CARLO GAVAZZI | ICB18S30N14PO | M18 |  | 2024-05-15 | PNP NO | 10-30VDC | Cable | Metal,Non Flush | https://drive.google.com/file/d/1TaZaUJi2W4fpOwNA_4OGIZqrdhLcS8j8/view?usp=drive_link | https://drive.google.com/file/d/17nMBB_zNlFpXb_GYzZJZGJMvhev1hJZ7/view?usp=drive_link
| SENSOR | INDUCTIVE | CARLO GAVAZZI | ICB18S30N14POM1 | M18 |  | 2024-05-15 | PNP NO | 10-30VDC | Plug M12 | Metal,Non Flush | https://drive.google.com/file/d/1TaZaUJi2W4fpOwNA_4OGIZqrdhLcS8j8/view?usp=drive_link | https://drive.google.com/file/d/17nMBB_zNlFpXb_GYzZJZGJMvhev1hJZ7/view?usp=drive_link
| SENSOR | INDUCTIVE | CARLO GAVAZZI | ICB30L50F22PO | M30 |  | 16-35 | PNP NO | 10-30VDC | Cable | Metal, Flush | https://drive.google.com/file/d/1oHKvn5nXK0GCp9S124KbWMnKTAfCDn8L/view?usp=drive_link | https://drive.google.com/file/d/1JXWrlK_Pc-rE1jATmnSnlIB_cXVAK8Tq/view?usp=drive_link
| SENSOR | INDUCTIVE | CARLO GAVAZZI | ICB30L50F22POM1 | M30 |  | 16-35 | PNP NO | 10-30VDC | Plug M12 | Metal, Flush | https://drive.google.com/file/d/1ra9_6x3a5EYhGyCcSLyoZ7KkizG5jCje/view?usp=drive_link | https://drive.google.com/file/d/1JXWrlK_Pc-rE1jATmnSnlIB_cXVAK8Tq/view?usp=drive_link
| SENSOR | INDUCTIVE | CARLO GAVAZZI | ICB30L50N15PO | M30 |  | 2024-05-15 | PNP NO | 10-30VDC | Cable | Metal,Non Flush | https://drive.google.com/file/d/1oHKvn5nXK0GCp9S124KbWMnKTAfCDn8L/view?usp=drive_link | https://drive.google.com/file/d/1JXWrlK_Pc-rE1jATmnSnlIB_cXVAK8Tq/view?usp=drive_link
| SENSOR | INDUCTIVE | CARLO GAVAZZI | ICB30L50N40PO | M30 |  | 40-50 | PNP NO | 10-30VDC | Cable | Metal,Non Flush | https://drive.google.com/file/d/1oHKvn5nXK0GCp9S124KbWMnKTAfCDn8L/view?usp=drive_link | https://drive.google.com/file/d/1JXWrlK_Pc-rE1jATmnSnlIB_cXVAK8Tq/view?usp=drive_link
| SENSOR | INDUCTIVE | CARLO GAVAZZI | ICB30S30N15PO | M30 |  | 2024-05-15 | PNP NO | 10-30VDC | Cable | Metal,Non Flush | https://drive.google.com/file/d/1g7-iJXXdiyIXdDi7hhKryhh59ozg8RuA/view?usp=drive_link | https://drive.google.com/file/d/1JXWrlK_Pc-rE1jATmnSnlIB_cXVAK8Tq/view?usp=drive_link
| SENSOR | INDUCTIVE | CARLO GAVAZZI | ICB30SN15NC | M30 |  | 2024-05-15 | NPN NC | 10-30VDC | Cable | Metal,Non Flush | https://drive.google.com/file/d/1oHKvn5nXK0GCp9S124KbWMnKTAfCDn8L/view?usp=drive_link | https://drive.google.com/file/d/1yjmwomfItkQQxcZLYqXR2g7yA6emHriC/view?usp=drive_link
| SENSOR | INDUCTIVE | CARLO GAVAZZI | ICS05S23F08A2NO | M5 |  | 0.8-4 | NPN NO | 10-30VDC | Cable | Metal, Flush | https://drive.google.com/file/d/1szvUgB7oIw6pCabxwd2hRqU_HHvefu5f/view?usp=drive_link | https://drive.google.com/file/d/1WH9-oy-1QXTyiJl2sQ6BKgvcoTbqz6Et/view?usp=drive_link
| SENSOR | INDUCTIVE | CARLO GAVAZZI | ICS05S23F15A2IO | M5 |  | 0.8-4 | PNP NO | 10-30VDC | Cable | Metal, Flush | https://drive.google.com/file/d/1szvUgB7oIw6pCabxwd2hRqU_HHvefu5f/view?usp=drive_link | https://drive.google.com/file/d/1WH9-oy-1QXTyiJl2sQ6BKgvcoTbqz6Et/view?usp=drive_link
| SENSOR | INDUCTIVE | CARLO GAVAZZI | ICS05S23F15A2NO | M5 |  | 0.8-4 | NPN NO | 10-30VDC | Cable | Metal, Flush | https://drive.google.com/file/d/1szvUgB7oIw6pCabxwd2hRqU_HHvefu5f/view?usp=drive_link | https://drive.google.com/file/d/1WH9-oy-1QXTyiJl2sQ6BKgvcoTbqz6Et/view?usp=drive_link | https://www.mouser.in/datasheet/2/1032/IBS04_ICS05_3_wire_IOL_DS-1804960.pdf
| SENSOR | INDUCTIVE | CARLO GAVAZZI | ICS05S23F15M5PO | M5 |  | 0.8-4 | PNP NO | 10-30VDC | Plug M12 | Metal, Flush | https://drive.google.com/file/d/1JphsCaGm5JH9zEd1iKhChgN7jXO7Xgz7/view?usp=drive_link | https://drive.google.com/file/d/1WH9-oy-1QXTyiJl2sQ6BKgvcoTbqz6Et/view?usp=drive_link
| SENSOR | INDUCTIVE | CARLO GAVAZZI | ICS08L45F01PC | M8 |  | 0.8-4 | PNP NC | 10-30VDC | Cable | Metal, Flush | https://drive.google.com/file/d/1yey5N75iGNC54rtwXvMSXpBFU8weVmz6/view?usp=drive_link | https://drive.google.com/file/d/1Q92azxhjeSNBGmbDXlHNs4mB4QDy-CRI/view?usp=drive_link
| SENSOR | INDUCTIVE | CARLO GAVAZZI | ICS08L45F01PCM5 | M8 |  | 0.8-4 | PNP NC | 10-30VDC | Plug M12 | Metal, Flush | https://drive.google.com/file/d/1yey5N75iGNC54rtwXvMSXpBFU8weVmz6/view?usp=drive_link | https://drive.google.com/file/d/1Q92azxhjeSNBGmbDXlHNs4mB4QDy-CRI/view?usp=drive_link
| SENSOR | INDUCTIVE | CARLO GAVAZZI | ICS08L45F01POM5 | M8 |  | 0.8-4 | PNP NO | 10-30VDC | Plug M12 | Metal, Flush | https://drive.google.com/file/d/1yey5N75iGNC54rtwXvMSXpBFU8weVmz6/view?usp=drive_link | https://drive.google.com/file/d/1Q92azxhjeSNBGmbDXlHNs4mB4QDy-CRI/view?usp=drive_link
| SENSOR | INDUCTIVE | CARLO GAVAZZI | ICS08L45F02POM5 | M8 |  | 0.8-4 | PNP NO | 10-30VDC | Plug M12 | Metal, Flush | https://drive.google.com/file/d/1yey5N75iGNC54rtwXvMSXpBFU8weVmz6/view?usp=drive_link | https://drive.google.com/file/d/1Q92azxhjeSNBGmbDXlHNs4mB4QDy-CRI/view?usp=drive_link
| SENSOR | INDUCTIVE | CARLO GAVAZZI | ICS08L45F20A2IO | M8 |  | 0.8-4 | PNP NO | 10-30VDC | Plug M12 | Metal, Flush | https://drive.google.com/file/d/1ZvO8l5MhTwlCNScoXu3tNOikB1IaV3a3/view?usp=drive_link | https://drive.google.com/file/d/1Q92azxhjeSNBGmbDXlHNs4mB4QDy-CRI/view?usp=drive_link
| SENSOR | INDUCTIVE | CARLO GAVAZZI | ICS08L45N02PO | M8 |  | 0.8-4 | PNP NO | 10-30VDC | Cable | Metal,Non Flush | https://drive.google.com/file/d/1ZvO8l5MhTwlCNScoXu3tNOikB1IaV3a3/view?usp=drive_link | https://drive.google.com/file/d/1Q92azxhjeSNBGmbDXlHNs4mB4QDy-CRI/view?usp=drive_link
| SENSOR | INDUCTIVE | CARLO GAVAZZI | ICS08L45N40M5IO | M8 |  | 0.8-4 | PNP NO | 10-30VDC | Plug M12 | Metal,Non Flush | https://drive.google.com/file/d/1yey5N75iGNC54rtwXvMSXpBFU8weVmz6/view?usp=drive_link | https://drive.google.com/file/d/1Q92azxhjeSNBGmbDXlHNs4mB4QDy-CRI/view?usp=drive_link
| SENSOR | INDUCTIVE | CARLO GAVAZZI | ICS08S30F01NO | M8 |  | 0.8-4 | NPN NO | 10-30VDC | Cable | Metal, Flush | https://drive.google.com/file/d/1_VzXB84fv3exS0FP4Z3bZxZbRf6GRqTM/view?usp=drive_link | https://drive.google.com/file/d/1Q92azxhjeSNBGmbDXlHNs4mB4QDy-CRI/view?usp=drive_link
| SENSOR | INDUCTIVE | CARLO GAVAZZI | ICS08S30F01POM5 | M8 |  | 0.8-4 | PNP NO | 10-30VDC | Plug M12 | Metal, Flush | https://drive.google.com/file/d/1wYlcovMVzF7i2i2xoh63dt_T1PUoULEB/view?usp=drive_link | https://drive.google.com/file/d/1Q92azxhjeSNBGmbDXlHNs4mB4QDy-CRI/view?usp=drive_link
| SENSOR | INDUCTIVE | CARLO GAVAZZI | ICS08S30F02PC | M8 |  | 0.8-4 | PNP NC | 10-30VDC | Cable | Metal, Flush | https://drive.google.com/file/d/1UzMZYpqntwcFiCMTPnMd6V1bIGqTorq6/view?usp=drive_link | https://drive.google.com/file/d/1Q92azxhjeSNBGmbDXlHNs4mB4QDy-CRI/view?usp=drive_link
| SENSOR | INDUCTIVE | CARLO GAVAZZI | ICS08S30F02PO | M8 |  | 0.8-4 | PNP NO | 10-30VDC | Cable | Metal, Flush | https://drive.google.com/file/d/1_VzXB84fv3exS0FP4Z3bZxZbRf6GRqTM/view?usp=drive_link | https://drive.google.com/file/d/1Q92azxhjeSNBGmbDXlHNs4mB4QDy-CRI/view?usp=drive_link
| SENSOR | INDUCTIVE | CARLO GAVAZZI | ICS08S30F20A2IO | M8 |  | 0.8-4 | PNP NO | 10-30VDC | Cable | Metal, Flush | https://drive.google.com/file/d/1_VzXB84fv3exS0FP4Z3bZxZbRf6GRqTM/view?usp=drive_link | https://drive.google.com/file/d/1Q92azxhjeSNBGmbDXlHNs4mB4QDy-CRI/view?usp=drive_link
| SENSOR | INDUCTIVE | CARLO GAVAZZI | ICS08S30F20A2PO | M8 |  | 0.8-4 | PNP NO | 10-30VDC | Cable | Metal, Flush | https://drive.google.com/file/d/1UzMZYpqntwcFiCMTPnMd6V1bIGqTorq6/view?usp=drive_link | https://drive.google.com/file/d/1Q92azxhjeSNBGmbDXlHNs4mB4QDy-CRI/view?usp=drive_link
| SENSOR | INDUCTIVE | CARLO GAVAZZI | ICS08S30N40A2IO | M8 |  | 0.8-4 | PNP NO | 10-30VDC | Cable | Metal,Non Flush | https://drive.google.com/file/d/1WQiLm2cHaDq6j1eCRl301Jrdjq8NFb2e/view?usp=drive_link | https://drive.google.com/file/d/1Q92azxhjeSNBGmbDXlHNs4mB4QDy-CRI/view?usp=drive_link
| SENSOR | INDUCTIVE | CARLO GAVAZZI | ID25ANC05NA-K | Rectangular |  | 2024-05-15 | NPN NO/NC | 10-30VDC | Cable | Metal,Non Flush | https://drive.google.com/file/d/1r4XPCKm4BV-_lNPEqnUF-Hp5XIJPrfg0/view?usp=drive_link | https://drive.google.com/file/d/1fCu3oAxsZdAQLbHQKj9W8Jw93qpgnXlB/view?usp=drive_link
| SENSOR | INDUCTIVE | CARLO GAVAZZI | ID25ANC05PA-K | Rectangular |  | 2024-05-15 | PNP NC |  | Cable | Metal,Non Flush | https://drive.google.com/file/d/1r4XPCKm4BV-_lNPEqnUF-Hp5XIJPrfg0/view?usp=drive_link | https://drive.google.com/file/d/1fCu3oAxsZdAQLbHQKj9W8Jw93qpgnXlB/view?usp=drive_link
| SENSOR | INDUCTIVE | CARLO GAVAZZI | IPS13PNOM50
| SENSOR | INDUCTIVE | CARLO GAVAZZI | IRC40SN40M1PA | Rectangular |  | 40-50 | PNP NO/NC |  | Plug M12 | Plastic,Non Flush | https://drive.google.com/file/d/1uaKkYMrtBg2gyVSsLR0bkyP8AzkcMK4J/view?usp=drive_link | https://drive.google.com/file/d/1zP7HAUocAeYcB9MZxm6n_uVUxWsJr3mw/view?usp=drive_link
| SENSOR | INDUCTIVE | CARLO GAVAZZI | LDP1PA2DU24 |  | Loop Detector
| SENSOR | INDUCTIVE | CARLO GAVAZZI | LDP2PA2DU24 |  | Loop Detector
| SENSOR | INDUCTIVE | CARLO GAVAZZI | LDP2TA2BM24 |  | Loop Detector
| SENSOR | MAGNETIC | CARLO GAVAZZI | MA3
| SAFETY | SAFETY MODULE | CARLO GAVAZZI | SME-41 | [7 empty] | https://drive.google.com/file/d/14z6o7SBGQJXf2ChB_-h7KEKi5fL0EWEC/view?usp=drive_link | https://drive.google.com/file/d/1PiU2Yx0FY68_DPaNh0XXYHSXJ-JEphqw/view?usp=drive_link
| SENSOR | INDUCTIVE | SELET | B01AN30NOV6 |  | Ring | 16-35 | NPN NO | 10-30VDC | Plug M8
| SENSOR | CAPACITIVE | SELET | K0130POC5 | M30 |  |  | PNP NO | 10-30VDC | Plug M12 | Plastic, Flush | https://drive.google.com/file/d/18tbb3dVzAwNGFWT3GIPFJjCDHTEF0OM8/view?usp=drive_link | https://drive.google.com/file/d/1RiOxWiJxkrU1kdqK41bLdss_k0s64ng9/view?usp=drive_link
| SENSOR | CAPACITIVE | SELET | K0130PSCC5 | M30 |  | 16-35 | PNP NO/NC | 10-30VDC | Plug M12 | Plastic, Flush | https://drive.google.com/file/d/18tbb3dVzAwNGFWT3GIPFJjCDHTEF0OM8/view?usp=drive_link | https://drive.google.com/file/d/1RiOxWiJxkrU1kdqK41bLdss_k0s64ng9/view?usp=drive_link
| SENSOR | CAPACITIVE | SELET | K1320PCC5 | M30 |  | 2024-05-15 | NPN NC | 10-30VDC | Plug M12 | Plastic, Flush | https://drive.google.com/file/d/1KqIaghaHcroOKXWVn-QoVwI8quNHDtaH/view?usp=drive_link | https://drive.google.com/file/d/1RiOxWiJxkrU1kdqK41bLdss_k0s64ng9/view?usp=drive_link
| SENSOR | CAPACITIVE | SELET | K1320POC5 | M30 |  | 16-35 | PNP NO | 10-30VDC | Plug M12 | Plastic, Flush | https://drive.google.com/file/d/1KqIaghaHcroOKXWVn-QoVwI8quNHDtaH/view?usp=drive_link | https://drive.google.com/file/d/1RiOxWiJxkrU1kdqK41bLdss_k0s64ng9/view?usp=drive_link
| SENSOR | CAPACITIVE | SELET | K13G20NO | M30 |  | 16-35 | NPN NO | 10-30VDC | Cable | Plastic, Flush | https://drive.google.com/file/d/1KqIaghaHcroOKXWVn-QoVwI8quNHDtaH/view?usp=drive_link | https://drive.google.com/file/d/1RiOxWiJxkrU1kdqK41bLdss_k0s64ng9/view?usp=drive_link
| SENSOR | CAPACITIVE | SELET | K13G20PO | M30 |  | 2024-05-15 | PNP NO | 10-30VDC | Cable | Plastic, Flush | https://drive.google.com/file/d/1KqIaghaHcroOKXWVn-QoVwI8quNHDtaH/view?usp=drive_link | https://drive.google.com/file/d/1RiOxWiJxkrU1kdqK41bLdss_k0s64ng9/view?usp=drive_link
| SENSOR | CAPACITIVE | SELET | K14E30PSCC5 | M30 |  | 16-35 | PNP NO/NC | 10-30VDC | Plug M12 | Plastic,Non Flush | https://drive.google.com/file/d/1bQbMGxh5iNRfvkk01yLhbKM-7DqVbQii/view?usp=drive_link | https://drive.google.com/file/d/1RiOxWiJxkrU1kdqK41bLdss_k0s64ng9/view?usp=drive_link
| SENSOR | CAPACITIVE | SELET | K14EG32PSC | M30 |  | 16-35 | PNP NO/NC | 10-30VDC | Cable | Plastic,Non Flush | https://drive.google.com/file/d/1bQbMGxh5iNRfvkk01yLhbKM-7DqVbQii/view?usp=drive_link | https://drive.google.com/file/d/1RiOxWiJxkrU1kdqK41bLdss_k0s64ng9/view?usp=drive_link
| SENSOR | PHOTOELECTRIC | CARLO GAVAZZI | PD30CND10PASA | Rectangular | Diffuse Reflective | 600-1000 | PNP NO/NC | 10-30VDC | Cable | Plastic | https://drive.google.com/file/d/121kzZoEV2OzjgxXIySJ5EaO6dmIvOEph/view?usp=drive_link | https://drive.google.com/file/d/1N3Y6nVouJo1oLAOa_-qt_RZwBMvU0EgX/view?usp=drive_link
| SENSOR | PHOTOELECTRIC | CARLO GAVAZZI | PD30CND10PP | Rectangular | Diffuse Reflective | 600-1000 | PNP NO/NC | 10-30VDC |  | Plastic | https://drive.google.com/file/d/121kzZoEV2OzjgxXIySJ5EaO6dmIvOEph/view?usp=drive_link | https://drive.google.com/file/d/1N3Y6nVouJo1oLAOa_-qt_RZwBMvU0EgX/view?usp=drive_link
| SENSOR | PHOTOELECTRIC | CARLO GAVAZZI | PD30CND10PPDU | Rectangular | Diffuse Reflective | 600-1000 | PNP NO/NC | 10-30VDC | Cable | Plastic | https://drive.google.com/file/d/121kzZoEV2OzjgxXIySJ5EaO6dmIvOEph/view?usp=drive_link | https://drive.google.com/file/d/1N3Y6nVouJo1oLAOa_-qt_RZwBMvU0EgX/view?usp=drive_link
| SENSOR | PHOTOELECTRIC | CARLO GAVAZZI | PD30CND10PPM5DU | Rectangular | Diffuse Reflective | 600-1000 | PNP NO/NC | 10-30VDC | Plug | Plastic | https://drive.google.com/file/d/121kzZoEV2OzjgxXIySJ5EaO6dmIvOEph/view?usp=drive_link | https://drive.google.com/file/d/1N3Y6nVouJo1oLAOa_-qt_RZwBMvU0EgX/view?usp=drive_link
| SENSOR | PHOTOELECTRIC | CARLO GAVAZZI | PD30CND10PPRT | Rectangular | Diffuse Reflective | 600-1000 | PNP NO/NC | 10-30VDC | Cable | Plastic | https://drive.google.com/file/d/121kzZoEV2OzjgxXIySJ5EaO6dmIvOEph/view?usp=drive_link | https://drive.google.com/file/d/1N3Y6nVouJo1oLAOa_-qt_RZwBMvU0EgX/view?usp=drive_link
| SENSOR | PHOTOELECTRIC | CARLO GAVAZZI | PD30CNG02NPRT | Rectangular | Polorised reflective | 1500-3000 | NPN NO/NC | 10-30VDC |  |  | https://drive.google.com/file/d/121kzZoEV2OzjgxXIySJ5EaO6dmIvOEph/view?usp=drive_link
| SENSOR | PHOTOELECTRIC | CARLO GAVAZZI | PD30CNP06PP | Rectangular | Polorised reflective | 3500-6000 | PNP NO/NC | 10-30VDC |  |  | https://drive.google.com/file/d/121kzZoEV2OzjgxXIySJ5EaO6dmIvOEph/view?usp=drive_link
| SENSOR | PHOTOELECTRIC | CARLO GAVAZZI | PD30CNP06PPM5DU | Rectangular | Polorised reflective | 3500-6000 | PNP NO/NC | 10-30VDC |  |  | https://drive.google.com/file/d/121kzZoEV2OzjgxXIySJ5EaO6dmIvOEph/view?usp=drive_link
| SENSOR | PHOTOELECTRIC | CARLO GAVAZZI | PD30CNP60PASA | Rectangular | Polorised reflective | 3500-6000 | PNP NO/NC | 10-30VDC |  |  | https://drive.google.com/file/d/121kzZoEV2OzjgxXIySJ5EaO6dmIvOEph/view?usp=drive_link
| SENSOR | PHOTOELECTRIC | CARLO GAVAZZI | PD30CTBR20BPA2IO | Rectangular | Diffuse Reflective | 200-500 | IO-Link | 10-30VDC | Cable | Plastic | https://drive.google.com/file/d/121kzZoEV2OzjgxXIySJ5EaO6dmIvOEph/view?usp=drive_link | https://drive.google.com/file/d/1Gmy5qM9RtGpRbmByp3-W9ykHXQzUGbkm/view?usp=drive_link
| SENSOR | PHOTOELECTRIC | CARLO GAVAZZI | PD30CTDR10BPA2IO | Rectangular | Diffuse Reflective | 600-1000 | IO-Link | 10-30VDC | Cable | Plastic | https://drive.google.com/file/d/121kzZoEV2OzjgxXIySJ5EaO6dmIvOEph/view?usp=drive_link | https://drive.google.com/file/d/1Gmy5qM9RtGpRbmByp3-W9ykHXQzUGbkm/view?usp=drive_link
| SENSOR | PHOTOELECTRIC | CARLO GAVAZZI | PD30ETBR35BPA2IO | Rectangular | Diffuse Reflective | 200-500 | IO-Link | 10-30VDC | Cable | Plastic | https://drive.google.com/file/d/1canGfEycc2SjfQFCSZKv8yrV0TqSKnML/view?usp=drive_link | https://drive.google.com/file/d/1Gmy5qM9RtGpRbmByp3-W9ykHXQzUGbkm/view?usp=drive_link
| SENSOR | PHOTOELECTRIC | CARLO GAVAZZI | PD32CND50PPM5T | Rectangular | Diffuse Reflective | 200-500 | PNP NO/NC | 10-30VDC |  |  | https://drive.google.com/file/d/121kzZoEV2OzjgxXIySJ5EaO6dmIvOEph/view?usp=drive_link
| SENSOR | PHOTOELECTRIC | CARLO GAVAZZI | PD32CND50PPT | Rectangular | Diffuse Reflective | 200-500 | PNP NO/NC | 10-30VDC |  |  | https://drive.google.com/file/d/121kzZoEV2OzjgxXIySJ5EaO6dmIvOEph/view?usp=drive_link
| SENSOR | PHOTOELECTRIC | CARLO GAVAZZI | PD32CNP25PPT | Rectangular | Polorised reflective | 1500-3000 | PNP NO/NC | 10-30VDC |  |  | https://drive.google.com/file/d/121kzZoEV2OzjgxXIySJ5EaO6dmIvOEph/view?usp=drive_link
| SENSOR | PHOTOELECTRIC | CARLO GAVAZZI | PD32CNT60M5 | Rectangular | Thru Beam | 3500-6000 | PNP NO/NC | 10-30VDC | Plug | Plastic | https://drive.google.com/file/d/12LuDYDNbZAKBVG3Ej0DvoVaCP2FrjZf0/view?usp=drive_link | https://drive.google.com/file/d/1uYgAWZg72DH60wTJlzxS9xW2305wVafp/view?usp=drive_link
| SENSOR | PHOTOELECTRIC | CARLO GAVAZZI | PD32CNT60NPT | Rectangular | Thru Beam | 3500-6000 | NPN NO/NC | 10-30VDC | Cable | Plastic | https://drive.google.com/file/d/12LuDYDNbZAKBVG3Ej0DvoVaCP2FrjZf0/view?usp=drive_link | https://drive.google.com/file/d/1uYgAWZg72DH60wTJlzxS9xW2305wVafp/view?usp=drive_link
| SENSOR | PHOTOELECTRIC | CARLO GAVAZZI | PD32CNT60PPM5T | Rectangular | Thru Beam | 3500-6000 | PNP NO/NC | 10-30VDC | Plug M8 | Plastic | https://drive.google.com/file/d/12LuDYDNbZAKBVG3Ej0DvoVaCP2FrjZf0/view?usp=drive_link | https://drive.google.com/file/d/1uYgAWZg72DH60wTJlzxS9xW2305wVafp/view?usp=drive_link
| SENSOR | PHOTOELECTRIC | CARLO GAVAZZI | PD32CNT60PPT | Rectangular | Thru Beam | 3500-6000 | PNP NO/NC | 10-30VDC | Cable | Plastic | https://drive.google.com/file/d/12LuDYDNbZAKBVG3Ej0DvoVaCP2FrjZf0/view?usp=drive_link | https://drive.google.com/file/d/1uYgAWZg72DH60wTJlzxS9xW2305wVafp/view?usp=drive_link
| SENSOR | PHOTOELECTRIC | CARLO GAVAZZI | PD40CND25PP | Rectangular | Diffuse Reflective | 200-500 | PNP NO/NC | 10-30VDC | Cable | Plastic | https://drive.google.com/file/d/1j4Mbiz7n96idFxwBbPGXjf09aFzp1bcd/view?usp=drive_link | https://drive.google.com/file/d/19h0WXx_CEhKw3XzzSIPgys7ZCV1-PrZh/view?usp=drive_link
| SENSOR | PHOTOELECTRIC | CARLO GAVAZZI | PD40CNP15PP | Rectangular | Polorised reflective | 1500-3000 | PNP NO/NC | 10-30VDC
| SENSOR | PHOTOELECTRIC | CARLO GAVAZZI | PD86CAP12QPTF | Rectangular | Polorised reflective | 12000 | Relay | 12-24V | Screw Terminals | Plastic | https://drive.google.com/file/d/1O73WXW-FAtCl-GGmDIv1i7exenmMUNHH/view?usp=drive_link | https://drive.google.com/file/d/1LqHnVlB7g4mferYkkshYdodwzokE1CGY/view?usp=drive_link
| SENSOR | PHOTOELECTRIC | CARLO GAVAZZI | PH18CNP50PAM1SA | Rectangular | Polorised reflective | 3500-6000 | PNP NO/NC | 10-30VDC | Plug | Plastic | https://drive.google.com/file/d/1ptzcSg5y_8WCOsNBf3vXSSQy5Zfzej05/view?usp=drive_link | https://drive.google.com/file/d/139rYzS_4_JbIgCt-p1S2zegcAa48qIRr/view?usp=drive_link
| SENSOR | PHOTOELECTRIC | CARLO GAVAZZI | PH18CNT20M1 | Rectangular | Thru Beam | 20000 | PNP NO/NC | 10-30VDC | Plug | Plastic | https://drive.google.com/file/d/1ptzcSg5y_8WCOsNBf3vXSSQy5Zfzej05/view?usp=drive_link | https://drive.google.com/file/d/139rYzS_4_JbIgCt-p1S2zegcAa48qIRr/view?usp=drive_link
| SENSOR | PHOTOELECTRIC | CARLO GAVAZZI | PH18CNT20PAM1SA | Rectangular | Thru Beam | 20000 | PNP NO/NC | 10-30VDC | Plug | Plastic | https://drive.google.com/file/d/1ptzcSg5y_8WCOsNBf3vXSSQy5Zfzej05/view?usp=drive_link | https://drive.google.com/file/d/139rYzS_4_JbIgCt-p1S2zegcAa48qIRr/view?usp=drive_link
| SENSOR | PHOTOELECTRIC | CARLO GAVAZZI | PMD8RGT | Rectangular | Diffuse Reflective | 600-1000 | Relay | 12-240VDC |  | Plastic | https://drive.google.com/file/d/1ptzcSg5y_8WCOsNBf3vXSSQy5Zfzej05/view?usp=drive_link | https://drive.google.com/file/d/139rYzS_4_JbIgCt-p1S2zegcAa48qIRr/view?usp=drive_link
| SENSOR | FORK | SELET | FOM80PNSCV8 | Rectangular |  | 60-80 | NPN/PNP, NO/NC | 10-30VDC | Plug M8 | Plastic | https://drive.google.com/file/d/1v19P7woJY_hIsp8WY5BDfzIx-N55Ln0f/view?usp=drive_link
| SENSOR | FORK | SELET | FOV02PNSCV8 | Rectangular |  | 0.8-4 | NPN/PNP, NO/NC | 10-30VDC | Plug M8 | Plastic | https://drive.google.com/file/d/1v19P7woJY_hIsp8WY5BDfzIx-N55Ln0f/view?usp=drive_link | https://drive.google.com/file/d/1uRc2zMHxTFvYF2Rk2A5p2D4_0W0sWJK2/view?usp=drive_link
| SENSOR | FORK | SELET | FOV03PNSCV8 | Rectangular |  | 0.8-4 | NPN/PNP, NO/NC | 10-30VDC | Plug M8 | Plastic | https://drive.google.com/file/d/1v19P7woJY_hIsp8WY5BDfzIx-N55Ln0f/view?usp=drive_link | https://drive.google.com/file/d/1uRc2zMHxTFvYF2Rk2A5p2D4_0W0sWJK2/view?usp=drive_link
| SENSOR | FORK | SELET | FOV20PNOV6 | Rectangular |  | 16-35 | PNP/NPN | 10-30VDC |  | Plastic | https://drive.google.com/file/d/1v19P7woJY_hIsp8WY5BDfzIx-N55Ln0f/view?usp=drive_link | https://drive.google.com/file/d/1uRc2zMHxTFvYF2Rk2A5p2D4_0W0sWJK2/view?usp=drive_link
| SENSOR | FORK | SELET | FOV30PNSCC5 | Rectangular |  | 16-35 | NPN/PNP, NO/NC |  | Plug M12 | Plastic | https://drive.google.com/file/d/1v19P7woJY_hIsp8WY5BDfzIx-N55Ln0f/view?usp=drive_link | https://drive.google.com/file/d/1uRc2zMHxTFvYF2Rk2A5p2D4_0W0sWJK2/view?usp=drive_link
| SENSOR | FORK | SELET | FOV50PNSCC5 | Rectangular |  | 40-50 | NPN/PNP, NO/NC |  | Plug M12 | Plastic | https://drive.google.com/file/d/1v19P7woJY_hIsp8WY5BDfzIx-N55Ln0f/view?usp=drive_link | https://drive.google.com/file/d/1uRc2zMHxTFvYF2Rk2A5p2D4_0W0sWJK2/view?usp=drive_link
| SENSOR | INDUCTIVE | SELET | B0181N0C5 |  | Ring | 81 | NPN NO | 10-30VDC | Plug M12
| SENSOR | INDUCTIVE | SELET | B0181NOC5 |  | Ring | 81 | NPN NO | 10-30VDC | Plug M12
| SENSOR | INDUCTIVE | SELET | B01AN100NO |  | Ring | 100-150 | NPN NO | 10-30VDC | Cable |  | https://drive.google.com/file/d/105UOfu9A78p7WTn_sUTAKksagjqWhgp7/view?usp=drive_link | https://drive.google.com/file/d/1dGSrqkvP5QwQXBUU43w1otC0VESt3HED/view?usp=drive_link
| SENSOR | INDUCTIVE | SELET | B01AN100NOC5 |  | Ring | 100-150 | NPN NO | 10-30VDC | Plug M12 |  | https://drive.google.com/file/d/105UOfu9A78p7WTn_sUTAKksagjqWhgp7/view?usp=drive_link | https://drive.google.com/file/d/1dGSrqkvP5QwQXBUU43w1otC0VESt3HED/view?usp=drive_link
| SENSOR | INDUCTIVE | SELET | B01AN10NCV6 |  | Ring | 2024-05-15 | NPN NC | 10-30VDC | Plug M8 |  | https://drive.google.com/file/d/105UOfu9A78p7WTn_sUTAKksagjqWhgp7/view?usp=drive_link | https://drive.google.com/file/d/1dGSrqkvP5QwQXBUU43w1otC0VESt3HED/view?usp=drive_link
| SENSOR | INDUCTIVE | SELET | B01AN10NO |  | Ring | 2024-05-15 | NPN NO | 10-30VDC | Cable |  | https://drive.google.com/file/d/105UOfu9A78p7WTn_sUTAKksagjqWhgp7/view?usp=drive_link | https://drive.google.com/file/d/1dGSrqkvP5QwQXBUU43w1otC0VESt3HED/view?usp=drive_link
| SENSOR | INDUCTIVE | SELET | B01AN10NOV6 |  | Ring | 2024-05-15 | NPN NO | 10-30VDC | Plug M8 |  | https://drive.google.com/file/d/105UOfu9A78p7WTn_sUTAKksagjqWhgp7/view?usp=drive_link | https://drive.google.com/file/d/1dGSrqkvP5QwQXBUU43w1otC0VESt3HED/view?usp=drive_link
| SENSOR | INDUCTIVE | SELET | B01AN10PO |  | Ring | 2024-05-15 | PNP NO | 10-30VDC | Cable |  | https://drive.google.com/file/d/105UOfu9A78p7WTn_sUTAKksagjqWhgp7/view?usp=drive_link | https://drive.google.com/file/d/1dGSrqkvP5QwQXBUU43w1otC0VESt3HED/view?usp=drive_link
| SENSOR | INDUCTIVE | SELET | B01AN10POV6 |  | Ring | 2024-05-15 | PNP NO | 10-30VDC | Plug M8 |  | https://drive.google.com/file/d/105UOfu9A78p7WTn_sUTAKksagjqWhgp7/view?usp=drive_link | https://drive.google.com/file/d/1dGSrqkvP5QwQXBUU43w1otC0VESt3HED/view?usp=drive_link
| SENSOR | INDUCTIVE | SELET | B01AN15PO |  | Ring | 2024-05-15 | PNP NO | 10-30VDC | Cable |  | https://drive.google.com/file/d/105UOfu9A78p7WTn_sUTAKksagjqWhgp7/view?usp=drive_link | https://drive.google.com/file/d/1dGSrqkvP5QwQXBUU43w1otC0VESt3HED/view?usp=drive_link
| SENSOR | INDUCTIVE | SELET | B01AN22PO |  | Ring | 16-35 | PNP NO | 10-30VDC | Cable |  | https://drive.google.com/file/d/105UOfu9A78p7WTn_sUTAKksagjqWhgp7/view?usp=drive_link | https://drive.google.com/file/d/1dGSrqkvP5QwQXBUU43w1otC0VESt3HED/view?usp=drive_link
| SENSOR | INDUCTIVE | SELET | B01AN3NO |  | Ring | 0.8-4 | NPN NO | 10-30VDC | Cable |  | https://drive.google.com/file/d/105UOfu9A78p7WTn_sUTAKksagjqWhgp7/view?usp=drive_link | https://drive.google.com/file/d/1dGSrqkvP5QwQXBUU43w1otC0VESt3HED/view?usp=drive_link
| SENSOR | INDUCTIVE | SELET | B01AN44NO |  | Ring | 40-50 | NPN NO | 10-30VDC | Cable |  | https://drive.google.com/file/d/105UOfu9A78p7WTn_sUTAKksagjqWhgp7/view?usp=drive_link | https://drive.google.com/file/d/1dGSrqkvP5QwQXBUU43w1otC0VESt3HED/view?usp=drive_link
| SENSOR | INDUCTIVE | SELET | B01AN44PO |  | Ring | 40-50 | PNP NO | 10-30VDC | Cable |  | https://drive.google.com/file/d/105UOfu9A78p7WTn_sUTAKksagjqWhgp7/view?usp=drive_link | https://drive.google.com/file/d/1dGSrqkvP5QwQXBUU43w1otC0VESt3HED/view?usp=drive_link
| SENSOR | INDUCTIVE | SELET | B01AN5POV6 |  | Ring | 2024-05-15 | PNP NO | 10-30VDC | Plug M8 |  | https://drive.google.com/file/d/105UOfu9A78p7WTn_sUTAKksagjqWhgp7/view?usp=drive_link | https://drive.google.com/file/d/1dGSrqkvP5QwQXBUU43w1otC0VESt3HED/view?usp=drive_link
| SENSOR | INDUCTIVE | SELET | B01AN63NO |  | Ring | 60-80 | NPN NO | 10-30VDC | Cable |  | https://drive.google.com/file/d/105UOfu9A78p7WTn_sUTAKksagjqWhgp7/view?usp=drive_link | https://drive.google.com/file/d/1dGSrqkvP5QwQXBUU43w1otC0VESt3HED/view?usp=drive_link
| SENSOR | INDUCTIVE | SELET | B01AN63PO |  | Ring | 60-80 | PNP NO | 10-30VDC | Cable |  | https://drive.google.com/file/d/105UOfu9A78p7WTn_sUTAKksagjqWhgp7/view?usp=drive_link | https://drive.google.com/file/d/1dGSrqkvP5QwQXBUU43w1otC0VESt3HED/view?usp=drive_link
| SENSOR | PHOTOELECTRIC | CARLO GAVAZZI | PMP12RG | Rectangular | Polorised reflective | 12000 | Relay | 24VAC |  | Plastic | https://drive.google.com/file/d/1ptzcSg5y_8WCOsNBf3vXSSQy5Zfzej05/view?usp=drive_link | https://drive.google.com/file/d/11OxErHx9IY9q4R4KsfDUrh9vflE8E4qS/view?usp=drive_link
| SENSOR | INDUCTIVE | SELET | A01AN5V6-SF62 |  | Ring | 2024-05-15 | Namur | 10-30VDC | Plug M8 |  | https://drive.google.com/file/d/105UOfu9A78p7WTn_sUTAKksagjqWhgp7/view?usp=drive_link | https://drive.google.com/file/d/1dGSrqkvP5QwQXBUU43w1otC0VESt3HED/view?usp=drive_link
| SENSOR | INDUCTIVE | SELET | A01AN5V6-SP62 |  | Ring | 2024-05-15 | Namur | 10-30VDC | Plug M8 |  | https://drive.google.com/file/d/105UOfu9A78p7WTn_sUTAKksagjqWhgp7/view?usp=drive_link | https://drive.google.com/file/d/1dGSrqkvP5QwQXBUU43w1otC0VESt3HED/view?usp=drive_link
| SENSOR | PHOTOELECTRIC | IDEC | AF10K2 | Rectangular | [6 empty] | https://drive.google.com/file/d/1KqIaghaHcroOKXWVn-QoVwI8quNHDtaH/view?usp=drive_link
| SENSOR | INDUCTIVE | SELET | B01AN15NOC5 |  | Ring | 2024-05-15 | NPN NO | 10-30VDC | Plug M12 |  | https://drive.google.com/file/d/105UOfu9A78p7WTn_sUTAKksagjqWhgp7/view?usp=drive_link | https://drive.google.com/file/d/1dGSrqkvP5QwQXBUU43w1otC0VESt3HED/view?usp=drive_link
| SENSOR | INDUCTIVE | SELET | B01AN22NOC5 |  | Ring | 16-35 | NPN NO | 10-30VDC | Plug M12 |  | https://drive.google.com/file/d/105UOfu9A78p7WTn_sUTAKksagjqWhgp7/view?usp=drive_link | https://drive.google.com/file/d/1dGSrqkvP5QwQXBUU43w1otC0VESt3HED/view?usp=drive_link
| SENSOR | INDUCTIVE | SELET | B01AN22NOV6 |  | Ring | 16-35 | NPN NO | 10-30VDC | Plug M8 |  | https://drive.google.com/file/d/105UOfu9A78p7WTn_sUTAKksagjqWhgp7/view?usp=drive_link | https://drive.google.com/file/d/1dGSrqkvP5QwQXBUU43w1otC0VESt3HED/view?usp=drive_link
| SENSOR | INDUCTIVE | SELET | B01AN22POV6-SP62 |  | Ring | 16-35 | PNP NO | 10-30VDC | Plug M8 |  | https://drive.google.com/file/d/105UOfu9A78p7WTn_sUTAKksagjqWhgp7/view?usp=drive_link | https://drive.google.com/file/d/1dGSrqkvP5QwQXBUU43w1otC0VESt3HED/view?usp=drive_link
| SENSOR | INDUCTIVE | SELET | B01AN30POV6 |  | Ring | 16-35 | PNP NO | 10-30VDC | Plug M8 |  | https://drive.google.com/file/d/105UOfu9A78p7WTn_sUTAKksagjqWhgp7/view?usp=drive_link | https://drive.google.com/file/d/1dGSrqkvP5QwQXBUU43w1otC0VESt3HED/view?usp=drive_link
| SENSOR | INDUCTIVE | SELET | B01AN3PO |  | Ring | 0.8-4 | PNP NO | 10-30VDC | Cable |  | https://drive.google.com/file/d/105UOfu9A78p7WTn_sUTAKksagjqWhgp7/view?usp=drive_link | https://drive.google.com/file/d/1dGSrqkvP5QwQXBUU43w1otC0VESt3HED/view?usp=drive_link
| SENSOR | INDUCTIVE | SELET | B01AN63NOC5 |  | Ring | 60-80 | NPN NO | 10-30VDC | Plug M12 |  | https://drive.google.com/file/d/105UOfu9A78p7WTn_sUTAKksagjqWhgp7/view?usp=drive_link | https://drive.google.com/file/d/1dGSrqkvP5QwQXBUU43w1otC0VESt3HED/view?usp=drive_link
| SENSOR | INDUCTIVE | SELET | B01E188POC5 | M18 |  | 2024-05-15 | PNP NO |  | Plug M12 | Metal,Non Flush |  | https://drive.google.com/file/d/1lZuLT8dVDC889sTV9s0B32OwK4sl0QG4/view?usp=drive_link
| SENSOR | INDUCTIVE | SELET | B01G3515PO |  |  | 2024-05-15 | PNP NO |  | Cable | Metal,Non Flush |  | https://drive.google.com/file/d/1lZuLT8dVDC889sTV9s0B32OwK4sl0QG4/view?usp=drive_link
| SENSOR | INDUCTIVE | SELET | B02651CV6
| SENSOR | INDUCTIVE | SELET | B02651PCV6 | M6.5 |  | 0.8-4 | PNP NC |  | Plug M12 | Metal, Flush |  | https://drive.google.com/file/d/1lZuLT8dVDC889sTV9s0B32OwK4sl0QG4/view?usp=drive_link
| SENSOR | INDUCTIVE | SELET | B02815POV6 | M8 |  | 0.8-4 | PNP NO |  | Plug M12 | Metal, Flush |  | https://drive.google.com/file/d/1lZuLT8dVDC889sTV9s0B32OwK4sl0QG4/view?usp=drive_link
| SENSOR | INDUCTIVE | SELET | B04G6,53PO | M6.5 |  | 0.8-4 | PNP NO |  | Cable | Metal, Flush | https://drive.google.com/file/d/1gzg--yQtEPhZM0dCsQrZwmFu7LbXubDC/view?usp=drive_link | https://drive.google.com/file/d/1lZuLT8dVDC889sTV9s0B32OwK4sl0QG4/view?usp=drive_link
| SENSOR | INDUCTIVE | SELET | B06E188POC5 | M18 |  | 2024-05-15 | PNP NO |  | Plug M12 | Metal,Non Flush |  | https://drive.google.com/file/d/1lZuLT8dVDC889sTV9s0B32OwK4sl0QG4/view?usp=drive_link
| SENSOR | PHOTOELECTRIC | OPTEX | BGF-CP | Rectangular |  | 0.8-4 | NPN/PNP, NO/NC | 10-30VDC | Plug M8 | Plastic | https://drive.google.com/file/d/1h1syFU1UylMn1gu_Ql46D9Io5eDdp8mz/view?usp=drive_link | https://drive.google.com/file/d/1FMesb4YZJASa_8DdcZGuy1LBfvE8eFtC/view?usp=drive_link
| SENSOR | PHOTOELECTRIC | OPTEX | BGS-2V100CP | Rectangular |  | 600-1000 | PNP | 10-30VDC |  |  | https://drive.google.com/file/d/1suLGzElFVTRXLoQOkbjzYlKJlCVj2kLg/view?usp=drive_link | https://drive.google.com/file/d/1oeZsHrprfVjbfbvbLKkTl3RXZ3cCD0kO/view?usp=drive_link
| SENSOR | PHOTOELECTRIC | OPTEX | BGS-2V30 | Rectangular |  | 200-500 | Relay | 10-30VDC | Cable | Plastic | https://drive.google.com/file/d/1suLGzElFVTRXLoQOkbjzYlKJlCVj2kLg/view?usp=drive_link | https://drive.google.com/file/d/1tB59VnXPmDpwI9_dOoa1gLfK6pEdvwLS/view?usp=drive_link
| SENSOR | PHOTOELECTRIC | OPTEX | BGS-2V30CP | Rectangular |  | 200-500 | PNP | 10-30VDC | Plug | Plastic | https://drive.google.com/file/d/1suLGzElFVTRXLoQOkbjzYlKJlCVj2kLg/view?usp=drive_link | https://drive.google.com/file/d/1tB59VnXPmDpwI9_dOoa1gLfK6pEdvwLS/view?usp=drive_link
| SENSOR | PHOTOELECTRIC | OPTEX | BGS-DL10TP(E) | Rectangular |  | 200-500 | Relay | 10-30VDC | Cable | Plastic | https://drive.google.com/file/d/1suLGzElFVTRXLoQOkbjzYlKJlCVj2kLg/view?usp=drive_link | https://drive.google.com/file/d/1tB59VnXPmDpwI9_dOoa1gLfK6pEdvwLS/view?usp=drive_link
| SENSOR | PHOTOELECTRIC | OPTEX | BGS-HLM25T | Rectangular |  | 200-500 | PNP | 10-30VDC | Plug | Plastic | https://drive.google.com/file/d/1suLGzElFVTRXLoQOkbjzYlKJlCVj2kLg/view?usp=drive_link | https://drive.google.com/file/d/1tB59VnXPmDpwI9_dOoa1gLfK6pEdvwLS/view?usp=drive_link
| SENSOR | PHOTOELECTRIC | OPTEX | BGS-Z30N | Rectangular | LASER TOF Background | 100-150 | PNP | 10-30VDC | Cable | Plastic | https://drive.google.com/file/d/1CbUG3seKRa6p53hvhq-IcT1OBNJNkjfq/view?usp=drive_link | https://drive.google.com/file/d/1tB59VnXPmDpwI9_dOoa1gLfK6pEdvwLS/view?usp=drive_link
| SENSOR | PHOTOELECTRIC | OPTEX | BGS-ZM30-CP4 | Rectangular |  | 200-500 | PNP | 10-30VDC | Plug | Metal | https://drive.google.com/file/d/1mB8JcjVTAd3pGzDCKH4fC7z4Grsx5Fhu/view?usp=drive_link | https://drive.google.com/file/d/1tB59VnXPmDpwI9_dOoa1gLfK6pEdvwLS/view?usp=drive_link
| SENSOR | PHOTOELECTRIC | AUTONICS | BJ300-DDT-P | Rectangular | Diffuse Reflective | 200-500 | PNP |  |  | Plastic |  | https://drive.google.com/file/d/13XpL5YPOROoPI_UMP6XiVIvEDovpelvO/view?usp=drive_link
| SENSOR | PHOTOELECTRIC | OPTEX | BRF-CHP | Rectangular |  |  | PNP |  | Cable | Plastic | https://drive.google.com/file/d/1vc42DBppyH-QvZywN_zgGxC6u8hbjuzG/view?usp=drive_link
| SENSOR | PHOTOELECTRIC | OPTEX | BRF-N | Rectangular |  |  | NPN |  | Cable | Plastic | https://drive.google.com/file/d/1mB8JcjVTAd3pGzDCKH4fC7z4Grsx5Fhu/view?usp=drive_link | https://drive.google.com/file/d/1yNIJtMRTON1_qcpmigeFOjsk5rJqSO4c/view?usp=drive_link
| SENSOR | PHOTOELECTRIC | OPTEX | BRF-P | Rectangular |  |  | PNP |  | Cable | Plastic | https://drive.google.com/file/d/1mB8JcjVTAd3pGzDCKH4fC7z4Grsx5Fhu/view?usp=drive_link | https://drive.google.com/file/d/1yNIJtMRTON1_qcpmigeFOjsk5rJqSO4c/view?usp=drive_link
| SENSOR | PHOTOELECTRIC | AUTONICS | BRQP400-DDTA-P | Cylindrical | Diffuse Reflective | 200-500 | PNP |  | Cable | Plastic | https://drive.google.com/file/d/1AHJCZCQGpyjc83OzTh2VL0bRKEBPqDQy/view?usp=drive_link | https://drive.google.com/file/d/1t6TIVLwcafbMjGgJchOeqHqy0J37OJeW/view?usp=drive_link
| SENSOR | HMD / FLAME / MOTION | BLACKT | BT31FC |  | Motion
| SENSOR | HMD / FLAME / MOTION | BLACKT | BT31MHF01 |  | Motion
| SENSOR | HMD / FLAME / MOTION | BLACKT | BT31MT |  | Motion
| SENSOR | HMD / FLAME / MOTION | BLACKT | BT 31-W |  | Motion
| SENSOR | PHOTOELECTRIC | BTH | BU-06LN | Rectangular |  | 2024-05-15 | NPN |  | Plug | Plastic | https://drive.google.com/file/d/15vLC4H2kb6KQed57d0MqSJf5wnTfiKZl/view?usp=drive_link | https://drive.google.com/file/d/1oJID3quEUt9G7m8U6z0JSjOt11Q-nnQJ/view?usp=drive_link
| SENSOR | PHOTOELECTRIC | OPTEX | C2DM-11CN | [8 empty] | https://drive.google.com/file/d/1XYAlUH8ldSLNuR8S8CP5v_1HXqCgwPof/view?usp=drive_link
| SENSOR | PHOTOELECTRIC | OPTEX | C2DM-11N | Cylindrical | Diffuse Reflective | 100-150 | NPN |  | Cable | Metal | https://drive.google.com/file/d/1KOzL8aaxCRnFhxw6ZekS1TZHV1Dp5Y1y/view?usp=drive_link | https://drive.google.com/file/d/1XYAlUH8ldSLNuR8S8CP5v_1HXqCgwPof/view?usp=drive_link
| SENSOR | PHOTOELECTRIC | OPTEX | C2DP-11P | M18 |  | 100-150 | NPN |  | Plug M12
| SENSOR | PHOTOELECTRIC | OPTEX | C2DP-40CP | Cylindrical | Diffuse Reflective | 200-500 | PNP |  | Plug | Plastic | https://drive.google.com/file/d/1TnWzn0IzRQjQLlsEx0D9r5PKq2iZxJAG/view?usp=drive_link | https://drive.google.com/file/d/1XYAlUH8ldSLNuR8S8CP5v_1HXqCgwPof/view?usp=drive_link
| SENSOR | PHOTOELECTRIC | OPTEX | C2DP-40P | Cylindrical | Diffuse Reflective | 200-500 | PNP |  | Cable | Plastic | https://drive.google.com/file/d/1TnWzn0IzRQjQLlsEx0D9r5PKq2iZxJAG/view?usp=drive_link | https://drive.google.com/file/d/1XYAlUH8ldSLNuR8S8CP5v_1HXqCgwPof/view?usp=drive_link
| SENSOR | PHOTOELECTRIC | OPTEX | C2TP-2000CP | Cylindrical | Diffuse Reflective | 200-500 | PNP |  | Cable | Plastic | https://drive.google.com/file/d/1TnWzn0IzRQjQLlsEx0D9r5PKq2iZxJAG/view?usp=drive_link | https://drive.google.com/file/d/1XYAlUH8ldSLNuR8S8CP5v_1HXqCgwPof/view?usp=drive_link
| SENSOR | PHOTOELECTRIC | OPTEX | C2TP-2000N | Cylindrical | Thru Beam | 200-500 | NPN |  | Cable | Plastic | https://drive.google.com/file/d/1TnWzn0IzRQjQLlsEx0D9r5PKq2iZxJAG/view?usp=drive_link | https://drive.google.com/file/d/1XYAlUH8ldSLNuR8S8CP5v_1HXqCgwPof/view?usp=drive_link
| SENSOR | HMD / FLAME / MOTION | HONEYWELL | C7027A1023 |  | Flame
| SENSOR | PHOTOELECTRIC | OPTEX | CD22-35V-M12 | Rectangular | Diffuse Reflective | 16-35 | NPN/PNP |  | Plug | Aluminium | https://drive.google.com/file/d/1Wde2gcnqjg_sX7h4gzviGGX0PMwf18Qk/view?usp=drive_link | https://drive.google.com/file/d/1XYAlUH8ldSLNuR8S8CP5v_1HXqCgwPof/view?usp=drive_link
| SENSOR | PHOTOELECTRIC | OPTEX | CD33-250PA | Rectangular |  | 200-500 | PNP Cable |  |  | Plastic | https://drive.google.com/file/d/1iaY4ydE8fC3TsCXAtfLzK5e8KRQK7skg/view?usp=drive_link | https://drive.google.com/file/d/1XYAlUH8ldSLNuR8S8CP5v_1HXqCgwPof/view?usp=drive_link
| SENSOR | PHOTOELECTRIC | OPTEX | CD33-50PA | Rectangular | Diffuse Reflective | 40-50 | PNP Cable |  |  | Plastic | https://drive.google.com/file/d/1iaY4ydE8fC3TsCXAtfLzK5e8KRQK7skg/view?usp=drive_link | https://drive.google.com/file/d/1XYAlUH8ldSLNuR8S8CP5v_1HXqCgwPof/view?usp=drive_link
| SENSOR | CAPACITIVE | XECRO | CHT12-N8BPC60-A2S | M12 | High Temperature | 2024-05-15 | PNP NC | 10-30VDC | Cable | Metal,Non Flush | https://drive.google.com/file/d/12DZ21BFU80WSF6wFOBhp6I17I0davDcv/view?usp=drive_link | https://drive.google.com/file/d/1GvOk-VxYNszQCIu5rETHfF0dWsnkC5MD/view?usp=drive_link
| CONTROLLER | LEVEL | CARLO GAVAZZI | CLD2EA1C230 | Rectangular | Conductive |  |  | 195-265VAC | Screw terminals |  | https://drive.google.com/file/d/1lA0l0fRgOIs-Xgm8h1G52rGylI01jjKh/view?usp=drive_link | https://www.gavazziautomation.com/fileadmin/images/PIM/DATASHEET/ENG/CLD2EA%20CLP2EA_EN.pdf
| SENSOR | LEVEL | CARLO GAVAZZI | CLE1K | Rectangular | Conductive | 600-1000 |  |  | Screw terminals |  | https://drive.google.com/file/d/1TCmonYZ33n0uccUK348tiI3ZuhzeJZ-Q/view?usp=drive_link | https://www.gavazziautomation.com/fileadmin/images/PIM/DATASHEET/ENG/CLH5.pdf
| SENSOR | LEVEL | CARLO GAVAZZI | CLE2K | Rectangular | Conductive | 1500-3000 |  |  | Screw terminals |  | https://drive.google.com/file/d/1TCmonYZ33n0uccUK348tiI3ZuhzeJZ-Q/view?usp=drive_link | https://www.gavazziautomation.com/fileadmin/images/PIM/DATASHEET/ENG/CLH5.pdf
| SENSOR | LEVEL | CARLO GAVAZZI | CLH5 | Rectangular | Conductive |  |  |  | Screw terminals |  | https://drive.google.com/file/d/1EzrqkP4_9SAcjOV7NR9qNDod7ifWIIIc/view?usp=drive_link | https://www.gavazziautomation.com/fileadmin/images/PIM/DATASHEET/ENG/CLH5.pdf
| SENSOR | CAPACITIVE | FOTEX | CP30-50C | M30 |  | 16-35 | NPN/PNP NO | 10-30VDC | Cable | Metal | https://drive.google.com/file/d/1lJpYIt7KFA8EiJZi3eXNzD4loUWF0nFi/view?usp=drive_link | https://www.photosensor.com.tw/Proximity%20Sensor/CP30-50C.htm
| SENSOR | PHOTOELECTRIC | IDEC | CS08EX
| SENSOR | PHOTOELECTRIC | IDEC | CS09EX
| SENSOR | CAPACITIVE | XECRO | CS12-S4NO60-A2P | M12 |  | 0.8-4 | NPN NO | 10-30VDC | Cable | Metal, Flush | https://drive.google.com/file/d/1a7ZCnRGLqwTck_1FVwe8fHt9e-YEAly1/view?usp=drive_link
| CURRENT TRANSFORMER | SPLIT CORE | CARLO GAVAZZI | CTA5X100A5A |  |  |  | 5A | 600 | Cable |  | https://drive.google.com/file/d/1LalM01OpDmcULIGpfly_K2LbM5tj8Th5/view?usp=drive_link | https://www.gavazziautomation.com/fileadmin/images/PIM/DATASHEET/ENG/CTA_DS_ENG.pdf
| SENSOR | PHOTOELECTRIC | OPTEX | CVSE1-P20-RA | Rectangular |  | 100-150 | NPN/PNP |  |  | Plastic | https://drive.google.com/file/d/13d1iMX9ObbPt63QEBV7NWSZu4pevYWLx/view?usp=drive_link | https://drive.google.com/file/d/1XYAlUH8ldSLNuR8S8CP5v_1HXqCgwPof/view?usp=drive_link
| SENSOR | PHOTOELECTRIC | PANASONIC | CX-412 | Rectangular | Thru Beam | 15000 | NPN NO/NC |  | Cable | Plastic | https://drive.google.com/file/d/1HGyRGhyjtR6fWMga_7p-ItVMN1NIxoqO/view?usp=drive_link | https://drive.google.com/file/d/16w0V_7kLZdavEByaSbPH7EsEpe6RMfdb/view?usp=drive_link
| SENSOR | PHOTOELECTRIC | PANASONIC | CX-442 | Rectangular |  | 200-500 | NPN NO/NC |  | Cable | Plastic | https://drive.google.com/file/d/1u7BXdWgudVTvcxONRc_5IlvIxjB6KTIO/view?usp=drive_link | https://drive.google.com/file/d/16w0V_7kLZdavEByaSbPH7EsEpe6RMfdb/view?usp=drive_link
| SENSOR | PHOTOELECTRIC | PANASONIC | CX-442P | Rectangular |  | 200-500 | PNP NO/NC |  | Cable | Plastic | https://drive.google.com/file/d/1u7BXdWgudVTvcxONRc_5IlvIxjB6KTIO/view?usp=drive_link | https://drive.google.com/file/d/16w0V_7kLZdavEByaSbPH7EsEpe6RMfdb/view?usp=drive_link
| SENSOR | PHOTOELECTRIC | PANASONIC | CX-442-P-Z | Rectangular | [5 empty] | Plastic | https://drive.google.com/file/d/1u7BXdWgudVTvcxONRc_5IlvIxjB6KTIO/view?usp=drive_link
| SENSOR | PHOTOELECTRIC | PANASONIC | CX-444 | Rectangular |  | 100-150 | NPN |  | Cable | Plastic | https://drive.google.com/file/d/1u7BXdWgudVTvcxONRc_5IlvIxjB6KTIO/view?usp=drive_link | https://drive.google.com/file/d/16w0V_7kLZdavEByaSbPH7EsEpe6RMfdb/view?usp=drive_link
| SENSOR | PHOTOELECTRIC | PANASONIC | CX-444-P | Rectangular |  | 100-150 | PNP |  | Cable | Plastic | https://drive.google.com/file/d/1u7BXdWgudVTvcxONRc_5IlvIxjB6KTIO/view?usp=drive_link | https://drive.google.com/file/d/16w0V_7kLZdavEByaSbPH7EsEpe6RMfdb/view?usp=drive_link
| SENSOR | PHOTOELECTRIC | PANASONIC | CX-481 | Rectangular | Retroreflective | 200-500 | NPN | 12-24V | Cable | Plastic | https://drive.google.com/file/d/1u7BXdWgudVTvcxONRc_5IlvIxjB6KTIO/view?usp=drive_link | https://drive.google.com/file/d/1XqRqs7mv7MkXyeTdqyjBs9ag2LNt6GX7/view?usp=drive_link
| SENSOR | PHOTOELECTRIC | PANASONIC | CX-481-P | Rectangular | Retroreflective | 200-500 | PNP | 12-24V | Cable | Plastic | https://drive.google.com/file/d/1u7BXdWgudVTvcxONRc_5IlvIxjB6KTIO/view?usp=drive_link | https://drive.google.com/file/d/1XqRqs7mv7MkXyeTdqyjBs9ag2LNt6GX7/view?usp=drive_link
| SENSOR | PHOTOELECTRIC | PANASONIC | CX-491 | Rectangular | Retroreflective | 1500-3000 | NPN | 12-24V | Cable | Plastic | https://drive.google.com/file/d/1u7BXdWgudVTvcxONRc_5IlvIxjB6KTIO/view?usp=drive_link | https://drive.google.com/file/d/1XqRqs7mv7MkXyeTdqyjBs9ag2LNt6GX7/view?usp=drive_link
| SENSOR | PHOTOELECTRIC | PANASONIC | CX-491P | Rectangular | Retroreflective | 1500-3000 | PNP | 12-24V | Cable | Plastic | https://drive.google.com/file/d/1u7BXdWgudVTvcxONRc_5IlvIxjB6KTIO/view?usp=drive_link | https://drive.google.com/file/d/1XqRqs7mv7MkXyeTdqyjBs9ag2LNt6GX7/view?usp=drive_link
| SENSOR | PHOTOELECTRIC | PANASONIC | CX-493 | Rectangular | Retroreflective | 3500-6000 | NPN | 12-24V | Cable | Plastic | https://drive.google.com/file/d/1u7BXdWgudVTvcxONRc_5IlvIxjB6KTIO/view?usp=drive_link | https://drive.google.com/file/d/1XqRqs7mv7MkXyeTdqyjBs9ag2LNt6GX7/view?usp=drive_link
| SENSOR | PHOTOELECTRIC | OPTEX | D3RF-TN | Rectangular |  |  | NPN |  | Cable | Plastic | https://drive.google.com/file/d/1_XlTjHHjX2qij6pP0FlXLmuWRn7rftqD/view?usp=drive_link
| SENSOR | PHOTOELECTRIC | OPTEX | D3RF-TSN | Rectangular |  |  | NPN |  | Cable | Plastic | https://drive.google.com/file/d/1_XlTjHHjX2qij6pP0FlXLmuWRn7rftqD/view?usp=drive_link
| CONTROL | TIMER | CARLO GAVAZZI | DA-S40R
| SENSOR | PHOTOELECTRIC | TAKEX | [7 empty] | Metal
| SENSOR | PHOTOELECTRIC | TAKEX | DLN-S10RV | Rectangular | Background Suppression | 100-150 | NPN | 12-24V | Cable | Plastic | https://drive.google.com/file/d/1LK31sDSWjGlB7uzv6AstJW1isJ1YJsKo/view?usp=drive_link | https://drive.google.com/file/d/1DLP9Cpn34U-6aCawF0uJSneSMku2VT_c/view?usp=drive_link
| SENSOR | PHOTOELECTRIC | TAKEX | DLN-S15RMV | Rectangular | Background Suppression | 100-150 | NPN |  | Cable | Plastic | https://drive.google.com/file/d/1LK31sDSWjGlB7uzv6AstJW1isJ1YJsKo/view?usp=drive_link | https://drive.google.com/file/d/1DLP9Cpn34U-6aCawF0uJSneSMku2VT_c/view?usp=drive_link
| SENSOR | PHOTOELECTRIC | TAKEX | DLN-S3RV | Rectangular | Background Suppression | 16-35 | NPN |  | Cable | Plastic | https://drive.google.com/file/d/1LK31sDSWjGlB7uzv6AstJW1isJ1YJsKo/view?usp=drive_link | https://drive.google.com/file/d/1DLP9Cpn34U-6aCawF0uJSneSMku2VT_c/view?usp=drive_link
| SENSOR | PHOTOELECTRIC | TAKEX | DLN-S4RV | Rectangular | Background Suppression | 40-50 | NPN |  | Cable | Plastic | https://drive.google.com/file/d/1LK31sDSWjGlB7uzv6AstJW1isJ1YJsKo/view?usp=drive_link | https://drive.google.com/file/d/1DLP9Cpn34U-6aCawF0uJSneSMku2VT_c/view?usp=drive_link
| SENSOR | PHOTOELECTRIC | TAKEX | DLN-S4V | Rectangular | Background Suppression | 100-150 | NPN/PNP |  | Cable | Plastic | https://drive.google.com/file/d/1LK31sDSWjGlB7uzv6AstJW1isJ1YJsKo/view?usp=drive_link | https://drive.google.com/file/d/1DLP9Cpn34U-6aCawF0uJSneSMku2VT_c/view?usp=drive_link
| SENSOR | PHOTOELECTRIC | TAKEX | DL-S100R | Rectangular | Background Suppression | 200-500 | NPN/PNP |  | Cable | Plastic | https://drive.google.com/file/d/1LK31sDSWjGlB7uzv6AstJW1isJ1YJsKo/view?usp=drive_link | https://drive.google.com/file/d/1DLP9Cpn34U-6aCawF0uJSneSMku2VT_c/view?usp=drive_link
| SENSOR | PHOTOELECTRIC | OPTEX | DM-18TN | Rectangular |  | 16-35 | NPN |  | Cable | Plastic | https://drive.google.com/file/d/1Xd76vjGt0zMJKJtmEYturGoMQUmG0tft/view?usp=drive_link | https://drive.google.com/file/d/1aWoEENonUtseQx9mfCXNs_MBD1_8O0rA/view?usp=drive_link
| SENSOR | PHOTOELECTRIC | OPTEX | DM18TP | Rectangular |  | 16-35 | PNP |  | Cable | Plastic | https://drive.google.com/file/d/1Xd76vjGt0zMJKJtmEYturGoMQUmG0tft/view?usp=drive_link | https://drive.google.com/file/d/1ERkzR7qJ4-iSUsT78HWu8x6EfjBeLhOW/view?usp=drive_link
| SENSOR | FORK | CARLO GAVAZZI | DU10EP |  |  | 2024-05-15 | PNP |  | Cable
| SENSOR | OTHERS | CARLO GAVAZZI | DWS-D-DAC13 |  |  |  | NPN/PNP | 12-24V |  | Plastic |  | https://www.gavazziautomation.com/fileadmin/images/PIM/DATASHEET/ENG/DWS-D-DAC13_eng.pdf
| SENSOR | OTHERS | CARLO GAVAZZI | DWS-D-DDC13 |  |  |  | NPN/PNP | 12-24V |  | Plastic |  | https://www.gavazziautomation.com/fileadmin/images/PIM/DATASHEET/ENG/DWS-D-DAC13_eng.pdf
| SENSOR | OTHERS | CARLO GAVAZZI | DWS-V-DAC13 |  |  |  | NPN/PNP | 12-24V |  | Plastic |  | https://www.gavazziautomation.com/fileadmin/images/PIM/DATASHEET/ENG/DWS-D-DAC13_eng.pdf
| SENSOR | OTHERS | CARLO GAVAZZI | DWS-V-DBC05
| SENSOR | PHOTOELECTRIC | Takex | PMR10RGT | Rectangular | Retroreflective | 7000-10000 | Relay |  |  |  | https://drive.google.com/file/d/1LK31sDSWjGlB7uzv6AstJW1isJ1YJsKo/view?usp=drive_link | https://drive.google.com/file/d/1DLP9Cpn34U-6aCawF0uJSneSMku2VT_c/view?usp=drive_link
| SENSOR | INDUCTIVE | OMRON | E2EC-CR8D1 2M |  |  | 0.8-4 | NO | 2W,10-30VDC |  | Flush | https://drive.google.com/file/d/11xxwpoxQXKAZHENBG324KIOrF76EG47q/view?usp=drive_link
| SENSOR | INDUCTIVE | OMRON | E2EY-X8C1-2M |  |  | 2024-05-15 | NPN NO | 10-30VDC | Cable | Flush | https://drive.google.com/file/d/1aMZsNSR7NvxnfV4OuPsIs0fQYjcCmQJX/view?usp=drive_link
| SENSOR | INDUCTIVE | OMRON | E2S-Q15 |  |  | 0.8-4 | PNP | 10-30VDC | Cable | Non Flush | https://drive.google.com/file/d/1YUhUhePsB00exwUMMxZA_tTf2yu-cITp/view?usp=drive_link
| SENSOR | PHOTOELECTRIC | OMRON | E3FB-RP11 2M
| SENSOR | PHOTOELECTRIC | OMRON | E3ZM-V81
| SENSOR | AREA / DOOR / CURTAINS | BEA | Eagle-5
| SENSOR | PHOTOELECTRIC | CARLO GAVAZZI | PMT20G | Rectangular | Thru Beam | 20000 |  | 12-240VDC |  | Plastic | https://drive.google.com/file/d/1ptzcSg5y_8WCOsNBf3vXSSQy5Zfzej05/view?usp=drive_link | https://drive.google.com/file/d/1h-8bqU40cGrl_tvoxBiuzXGe5rC7lfmh/view?usp=drive_link
| SENSOR | INDUCTIVE | CARLO GAVAZZI | EI18051020-1 | Cylindrical | Analog | 2024-05-15 | 0-10V | 10-30VDC
| SENSOR | OTHERS | ELKO | ELAN-IR-003
| SENSOR | OTHERS | ELKO | EPIR2
| SENSOR | OTHERS | CARLO GAVAZZI | ESCO2THW5VDM
| SENSOR | PHOTOELECTRIC | AKUSENSE | ESE-10N |  | Mark /Colour | 2024-05-15 | NPN |  |  | Diffuse Refletive | https://drive.google.com/file/d/1chTbCYhpyVWgp5A7Bcwg0jm_DXfE4Q6z/view?usp=drive_link | https://drive.google.com/file/d/1JafU3eQadjLxqm9sFKFKewY7kEAj-NQf/view?usp=drive_link
| SENSOR | PHOTOELECTRIC | TAKEX | ESN-T16PN | Cylindrical |  | 3500-6000 | NPN |  |  | Plastic | https://drive.google.com/file/d/1K1nCmsJvHiR7awkWQVcpoqIy6YkdTRAs/view?usp=drive_link | https://drive.google.com/file/d/1FMLflITaSqzjrEkU-jK3RyQanaUphj10/view?usp=drive_link
| SENSOR | PHOTOELECTRIC | PANASONIC | EX-L211
| SENSOR | FIBER OPTIC | TAKEX | FR105BC | Attachment | Retroreflective | [5 empty] | https://drive.google.com/file/d/13IlbsvxA3vQ8oR5G5iVAcBxyGe67SHdL/view?usp=drive_link
| SENSOR | FIBER OPTIC | TAKEX | FR108BC | Attachment | Retroreflective |  |  |  |  | Plastic | https://drive.google.com/file/d/13IlbsvxA3vQ8oR5G5iVAcBxyGe67SHdL/view?usp=drive_link
| SENSOR | FIBER OPTIC | TAKEX | FR505 | Attachment | Retroreflective | [5 empty] | https://drive.google.com/file/d/1WZB9Hs5tmkdkkP8wE7EA9_1FsDFVUgMu/view?usp=drive_link
| SENSOR | FIBER OPTIC | TAKEX | FR5BC | Attachment | Retroreflective | [5 empty] | https://drive.google.com/file/d/1qeKTRBR_wMNTMqqDG_p6CmTgg330LcsW/view?usp=drive_link
| SENSOR | FIBER OPTIC | TAKEX | FR7BC | Attachment | Retroreflective | [5 empty] | https://drive.google.com/file/d/1xRP7G2E301O8Ke3L5dOc2nvhVqh4lmwX/view?usp=drive_link
| SENSOR | FIBER OPTIC | TAKEX | FR8BC | Attachment | Retroreflective |  |  |  | Fiber |  | https://drive.google.com/file/d/1_DkWP7m_kUT8aHtxbtUUiUmufK3TZ0rk/view?usp=sharing
| SENSOR | FIBER OPTIC | TAKEX | FRH7BC | Attachment | Retroreflective | [5 empty] | https://drive.google.com/file/d/18mz5lxu09qQjG53Kt0RQ5077KIgInXQR/view?usp=drive_link
| SENSOR | FIBER OPTIC | TAKEX | FRL702BC | Attachment | Retroreflective | [5 empty] | https://drive.google.com/file/d/1G-9GJSgxOZ-X9EmbKObs7O8JEUrRJpQU/view?usp=sharing
| SENSOR | FIBER OPTIC | TAKEX | FRL732BC | Attachment | Retroreflective | [5 empty] | https://drive.google.com/file/d/1vTJhDPsf9CSIqHJZ_RT6XHuQ3Dtwr1A5/view?usp=drive_link
| SENSOR | FIBER OPTIC | TAKEX | FS-M1P | [7 empty] | https://drive.google.com/file/d/1vMRWnnTM1k2Hg00oSKhDpfE_byVZQTaH/view?usp=drive_link
| SENSOR | FIBER OPTIC | TAKEX | FT-42 | Attachment | Retroreflective
| SENSOR | PHOTOELECTRIC | TAKEX | GA-MT1RPN |  |  | 600-1000 | PNP | 12-24V | Cable
| CONFIGURATION | PROGAMING TOOL | CARLO GAVAZZI | GAP1605
| ACCESSORIES | LENS | INDIAN | GL18
| SENSOR | PHOTOELECTRIC | TAKEX | GN-R40RSPN |  | Diffuse Reflective | [6 empty] | https://drive.google.com/file/d/1Dh1VPi81P9WNEm9GMKS6bDMAS8yH6JOi/view?usp=drive_link
| SENSOR | PHOTOELECTRIC | TAKEX | GT205 |  |  | 200-500 |  |  |  |  | https://drive.google.com/file/d/1oPgRhY6N3Nt-Nb-vgQdFDaoiyRR1xGCw/view?usp=drive_link
| SENSOR | PHOTOELECTRIC | TAKEX | GTL3RSN | [7 empty] | https://drive.google.com/file/d/1oPgRhY6N3Nt-Nb-vgQdFDaoiyRR1xGCw/view?usp=drive_link
| SENSOR | INDUCTIVE | PANASONIC | GX-18MU
| SENSOR | INDUCTIVE | PANASONIC | GX-F15B-P-C5 | [7 empty] | https://drive.google.com/file/d/1dcuepb13cZNl8dzkpThHE3r-ZcEW8M2g/view?usp=drive_link | https://drive.google.com/file/d/14vs93n3XP8zMtoyn7cWQpYBzRBo4ftMf/view?usp=drive_link
| SENSOR | INDUCTIVE | PANASONIC | GX-F8A-P | [7 empty] | https://drive.google.com/file/d/1gnCzmb6Asalh1h7UpInRuxZvBHhSoYCQ/view?usp=drive_link | https://drive.google.com/file/d/1jPk8eYcGneDDPMcD_nEAMNGCSkRWlxP2/view?usp=drive_link
| SENSOR | INDUCTIVE | PANASONIC | GX-F8B-P | [7 empty] | https://drive.google.com/file/d/1QmVBvdr3FC1ZkUHdiT-8m1TjbJNNeeRS/view?usp=drive_link | https://drive.google.com/file/d/1jPk8eYcGneDDPMcD_nEAMNGCSkRWlxP2/view?usp=drive_link
| SENSOR | INDUCTIVE | PANASONIC | GX-H12B-P | [7 empty] | https://drive.google.com/file/d/1DbGPvB1Tz8z6bjn1JKEXr0xvO6EOo9ju/view?usp=drive_link
| SENSOR | INDUCTIVE | PANASONIC | GX-H8A | [7 empty] | https://drive.google.com/file/d/19gezgu-HwDs0uxgGmkM7YdcLNjTKrhai/view?usp=drive_link | https://drive.google.com/file/d/1jPk8eYcGneDDPMcD_nEAMNGCSkRWlxP2/view?usp=drive_link
| SENSOR | INDUCTIVE | PANASONIC | GXL-15FLUB-C5 | [7 empty] | https://drive.google.com/file/d/1AfSV1RjwR1VGCTrgKoFxT3GuqvyY5UuJ/view?usp=drive_link
| SENSOR | INDUCTIVE | PANASONIC | GXL-15FU | [7 empty] | https://drive.google.com/file/d/1LXvqms_-zaUvwI5CL51YUNIEGCy2vSMu/view?usp=drive_link
| SENSOR | INDUCTIVE | PANASONIC | GXL-15FUB | [7 empty] | https://drive.google.com/file/d/1x6H4gN2YWwl_nMMDvx9tjF4bvvT0IVSB/view?usp=drive_link
| SENSOR | INDUCTIVE | PANASONIC | GXL-15FUB-C5 | [7 empty] | https://drive.google.com/file/d/1LXvqms_-zaUvwI5CL51YUNIEGCy2vSMu/view?usp=drive_link
| SENSOR | INDUCTIVE | PANASONIC | GXL-15FU-C5 | [7 empty] | https://drive.google.com/file/d/1mBiNvoBXSREeyFp1InxPIKPhl8xaZC_1/view?usp=drive_link
| SENSOR | INDUCTIVE | PANASONIC | GXL-8HU | [7 empty] | https://drive.google.com/file/d/1LXvqms_-zaUvwI5CL51YUNIEGCy2vSMu/view?usp=drive_link
| SENSOR | HMD / FLAME / MOTION | TAKEX | HD400
| SENSOR | PHOTOELECTRIC | PANASONIC | HL-G103-A-C5
| SENSOR | INDUCTIVE | CARLO GAVAZZI | IA12ESN04UCM1 | M12 |  | 0.8-4 | Namur | 8VDC | Plug M12 | Metal,Non Flush | https://drive.google.com/file/d/1y2dqrgd48y3U5vS7NHjWPeERNj9WBw0l/view?usp=drive_link | https://drive.google.com/file/d/1lCEDtTNM2gzsoVRVqQA-GzXYer3ytAkJ/view?usp=drive_link
| SENSOR | INDUCTIVE | INDIAN | ID18-3008PA
| SENSOR | INDUCTIVE | IFM | IFMOJ5148
| SENSOR | INDUCTIVE | XECRO | IHP12-S1.5NO56-N12 | M12 |  | 0.8-4 | NPN NO |  | Plug M12 | Metal, Flush | https://drive.google.com/file/d/1VG2o7hNVigbRbc_JbiOPnpdYbrC1raRK/view?usp=drive_link | https://drive.google.com/file/d/1_39VWfVNhW64Ak0JBIcVvzf8--C335Nm/view?usp=drive_link
| SENSOR | INDUCTIVE | XECRO | IHP12-S1-5P069-A12
| SENSOR | INDUCTIVE | XECRO | IHP12-S1.5PO138-A12 | M12 |  | 0.8-4 | PNP NO |  | Plug M12 | Metal, Flush |  | https://drive.google.com/file/d/1CnHkdLpTLfJK0YeZrt1XQOAq2JgaLoav/view?usp=drive_link
| SENSOR | INDUCTIVE | XECRO | IHT12-S4BPO50-N2S | M12 |  | 0.8-4 | PNP NO |  | Cable | Metal,Non Flush |  | https://drive.google.com/file/d/1Uj50eNKBBTIqfOLqqW5p7rCk1b5Ky0T5/view?usp=drive_link
| SENSOR | INDUCTIVE | XECRO | IHT30-N15CPO55-N2T | M30 |  | 2024-05-15 | PNP NO |  | Cable | Metal,Non Flush | https://drive.google.com/file/d/1kEqVGZ-hD_SIOd6Qv4sAdWvbiNyqj2Cs/view?usp=drive_link | https://drive.google.com/file/d/13AanY3g76FAccFdzeAtKEez0ON__CbAe/view?usp=drive_link
| SENSOR | INDUCTIVE | XECRO | IHT30-S10BPO55-A2S | M30 |  | 2024-05-15 | PNP NO |  | Cable | Metal, Flush | https://drive.google.com/file/d/1kEqVGZ-hD_SIOd6Qv4sAdWvbiNyqj2Cs/view?usp=drive_link | https://drive.google.com/file/d/13AanY3g76FAccFdzeAtKEez0ON__CbAe/view?usp=drive_link
| SENSOR | INDUCTIVE | XECRO | IHT30S10CN055/N2T | M30 |  |  | NPN NC |  | Cable | Metal, Flush | https://drive.google.com/file/d/1kEqVGZ-hD_SIOd6Qv4sAdWvbiNyqj2Cs/view?usp=drive_link | https://drive.google.com/file/d/13AanY3g76FAccFdzeAtKEez0ON__CbAe/view?usp=drive_link
| SENSOR | MAGNETIC | CARLO GAVAZZI | ILMM590 | Cylindrical |  | 16-35 | NO/NC |  | Cable |  | https://drive.google.com/file/d/1E224hDFBJD9aPx7DRHAHZDHbZWcoPdTO/view?usp=drive_link | https://drive.google.com/file/d/1E224hDFBJD9aPx7DRHAHZDHbZWcoPdTO/view?usp=drive_link
| SENSOR | MAGNETIC | CARLO GAVAZZI | ILMM5S2 | Cylindrical |  | 16-35 | NC |  | Cable |  | https://drive.google.com/file/d/1zByXWpixEbT1evryiR_CKP8mO1wGo1CE/view?usp=drive_link | https://drive.google.com/file/d/1E224hDFBJD9aPx7DRHAHZDHbZWcoPdTO/view?usp=drive_link
| SENSOR | MAGNETIC | CARLO GAVAZZI | ILMPU.5 | Cylindrical |  |  | NO/NC |  | Cable |  | https://drive.google.com/file/d/1x86LK7nk1uB9DsgeYAOe0g5E0LQI9bum/view?usp=drive_link | https://drive.google.com/file/d/12gHzMIae2bSfmmVZTH8Ol85HUKFffJnP/view?usp=drive_link
| SENSOR | MAGNETIC | CARLO GAVAZZI | ILSP8 | Cylindrical |  | 40-50 | NO/NC |  | Cable |  | https://drive.google.com/file/d/1XQ9VQ_Lhb0PuVphqFtkacHKf7luVkmLv/view?usp=drive_link | https://drive.google.com/file/d/1LsnrOAJ01Nzym9ZKbp6tYENcJOuN8REl/view?usp=drive_link
| SENSOR | MAGNETIC | CARLO GAVAZZI | ILU.2 | Cylindrical |  | 40-50 | NO |  | Cable |  | https://drive.google.com/file/d/1FxwXZNceVh8IpAubXCNODDlOR8em-xYy/view?usp=drive_link | https://drive.google.com/file/d/12gHzMIae2bSfmmVZTH8Ol85HUKFffJnP/view?usp=drive_link
| SENSOR | INDUCTIVE | SICK | IM05-0B8PS-ZWBS02
| SENSOR | INDUCTIVE | XECRO | IMF8-N4PO60-A8 | M8 |  | 0.8-4 | PNP NO |  | Plug M8 | Metal,Non Flush
| SENSOR | INDUCTIVE | XECRO | INF18S5PO79/M12 | M18 |  | 2024-05-15 | PNP NO |  | Plug M12 | Metal, Flush
| SENSOR | INDUCTIVE | XECRO | IPS12N10PO68/A12 | M12 |  | 2024-05-15 | PNP NO |  | Plug M12 | Metal,Non Flush | https://drive.google.com/file/d/1fZ9mWi1s4qoKemhDaenkX2s_wt7A_NkM/view?usp=drive_link | https://drive.google.com/file/d/16CM1OdC72Xj6PRguJKxLSpJ0DvA3j1Cn/view?usp=drive_link
| SENSOR | INDUCTIVE | XECRO | IPS12-N12PC50-A2P | M12 |  | 2024-05-15 | PNP NC |  | Plug M12 | Metal,Non Flush | https://drive.google.com/file/d/1fZ9mWi1s4qoKemhDaenkX2s_wt7A_NkM/view?usp=drive_link | https://drive.google.com/file/d/1FsyH0FX2FQL14wqaIRnjmDjShwjyem3J/view?usp=sharing
| SENSOR | INDUCTIVE | XECRO | IPS12N8PO50/A2P | M12 |  | 2024-05-15 | PNP NO |  | Cable | Metal,Non Flush | https://drive.google.com/file/d/1fZ9mWi1s4qoKemhDaenkX2s_wt7A_NkM/view?usp=drive_link | https://drive.google.com/file/d/1FsyH0FX2FQL14wqaIRnjmDjShwjyem3J/view?usp=sharing
| SENSOR | INDUCTIVE | XECRO | IPS12S4NC50/A2P | M12 |  | 0.8-4 | NPN NC |  | Cable | Metal, Flush | https://drive.google.com/file/d/1fZ9mWi1s4qoKemhDaenkX2s_wt7A_NkM/view?usp=drive_link | https://drive.google.com/file/d/1FLFOR_h1a7CTB3cviFBHDbV1Mqgo991W/view?usp=drive_link
| SENSOR | INDUCTIVE | XECRO | IPS12S4NCO50/A2P | M12 |  | 0.8-4 | NPN NO/NC |  | Cable | Metal, Flush | https://drive.google.com/file/d/1fZ9mWi1s4qoKemhDaenkX2s_wt7A_NkM/view?usp=drive_link | https://drive.google.com/file/d/1BSQmGM0r35AV_ATESy_j4Gp_2sjUdxQ3/view?usp=drive_link
| SENSOR | INDUCTIVE | XECRO | IPS12-S4PO50-A2P | M12 |  | 0.8-4 | PNP NO |  | Cable | Metal, Flush | https://drive.google.com/file/d/1fZ9mWi1s4qoKemhDaenkX2s_wt7A_NkM/view?usp=drive_link | https://drive.google.com/file/d/1LEuOys1lHnbYiRrmvmjUkuhSMNmMecGU/view?usp=drive_link
| SENSOR | INDUCTIVE | XECRO | IPS12S4PO50/M12 | M12 |  | 0.8-4 | PNP NO |  | Plug M12 | Metal, Flush | https://drive.google.com/file/d/1fZ9mWi1s4qoKemhDaenkX2s_wt7A_NkM/view?usp=drive_link | https://drive.google.com/file/d/1LEuOys1lHnbYiRrmvmjUkuhSMNmMecGU/view?usp=drive_link
| SENSOR | INDUCTIVE | XECRO | IPS12S6PO50/M12 | M12 |  | 2024-05-15 | PNP NO |  | Plug M12 | Metal, Flush | https://drive.google.com/file/d/1fZ9mWi1s4qoKemhDaenkX2s_wt7A_NkM/view?usp=drive_link | https://drive.google.com/file/d/1KnFAUc6x4liKMiui4BmPOjM6mQ244a-l/view?usp=drive_link
| SENSOR | INDUCTIVE | XECRO | IPS12S6PO68/M12 | M12 |  | 2024-05-15 | PNP NO |  | Plug M12 | Metal, Flush | https://drive.google.com/file/d/1fZ9mWi1s4qoKemhDaenkX2s_wt7A_NkM/view?usp=drive_link | https://drive.google.com/file/d/1v7-Sjz9QkQqvhfKtHovnGYksgujOj5s9/view?usp=drive_link
| SENSOR | INDUCTIVE | XECRO | IPS18-N20PO53-A12 | M18 |  | 2024-05-15 | PNP NO | 10-30VDC | Plug M12 | Plastic, Flush | https://drive.google.com/file/d/1qPqe4vQt-tIsXzk_MwVGdD_CBr9F_q6c/view?usp=drive_link | https://drive.google.com/file/d/1j17KHLaIeT3K3Sq6vHI4d9nNtyNn2ko6/view?usp=drive_link
| SENSOR | INDUCTIVE | XECRO | IPS18-N8PO40-A2P | M18 |  | 2024-05-15 | PNP NO | 10-30VDC | Cable | Plastic,Non Flush | https://drive.google.com/file/d/1qPqe4vQt-tIsXzk_MwVGdD_CBr9F_q6c/view?usp=drive_link | https://drive.google.com/file/d/1j17KHLaIeT3K3Sq6vHI4d9nNtyNn2ko6/view?usp=drive_link
| SENSOR | INDUCTIVE | XECRO | IPS18-S12PO48-A12 | M18 |  | 2024-05-15 | PNP NO | 10-30VDC | Plug M12 | Plastic, Flush | https://drive.google.com/file/d/1qPqe4vQt-tIsXzk_MwVGdD_CBr9F_q6c/view?usp=drive_link | https://drive.google.com/file/d/1E8f06SWOV4RDlMMf1RZ_PsKTlQZVI73r/view?usp=drive_link
| SENSOR | INDUCTIVE | XECRO | IPS18S12PO48/M12 | M18 |  | 2024-05-15 | PNP NO | 10-30VDC | Plug M12 | Plastic, Flush | https://drive.google.com/file/d/1qPqe4vQt-tIsXzk_MwVGdD_CBr9F_q6c/view?usp=drive_link | https://drive.google.com/file/d/1E8f06SWOV4RDlMMf1RZ_PsKTlQZVI73r/view?usp=drive_link
| SENSOR | INDUCTIVE | XECRO | IPS18S8PC55/A2P | M18 |  | 2024-05-15 | PNP NC |  | Cable | Metal, Flush | https://drive.google.com/file/d/1qPqe4vQt-tIsXzk_MwVGdD_CBr9F_q6c/view?usp=drive_link | https://drive.google.com/file/d/1E8f06SWOV4RDlMMf1RZ_PsKTlQZVI73r/view?usp=drive_link
| SENSOR | INDUCTIVE | XECRO | IPS18S8PO48/M12 | M18 |  | 2024-05-15 | PNP NO |  | Plug M12 | Metal, Flush |  | https://drive.google.com/file/d/1E8f06SWOV4RDlMMf1RZ_PsKTlQZVI73r/view?usp=drive_link
| SENSOR | INDUCTIVE | XECRO | IPS30-N15U055-A2P | M30 |  | 2024-05-15 | NO |  | Cable | Metal,Non Flush | https://drive.google.com/file/d/1Ry39hT5QGlwtR35-yTCC-633JD8aSQ-Y/view?usp=drive_link | https://drive.google.com/file/d/1CWOZtH6HtkjsCxejeOn4fnV_WRAxnfN_/view?usp=drive_link
| SENSOR | INDUCTIVE | XECRO | IPS30N25A055/A2P | M30 |  | 16-35 | NO |  | Cable | Metal,Non Flush | https://drive.google.com/file/d/1Ry39hT5QGlwtR35-yTCC-633JD8aSQ-Y/view?usp=drive_link | https://drive.google.com/file/d/1CWOZtH6HtkjsCxejeOn4fnV_WRAxnfN_/view?usp=drive_link
| SENSOR | INDUCTIVE | XECRO | IPS30N25NCO55/A2P | M30 |  | 16-35 | PNP NO/NC |  | Cable | Metal,Non Flush | https://drive.google.com/file/d/1Ry39hT5QGlwtR35-yTCC-633JD8aSQ-Y/view?usp=drive_link | https://drive.google.com/file/d/19oPjWRPX0XJqHQs_MAB6Cf-kgoKK4Sug/view?usp=drive_link
| SENSOR | INDUCTIVE | XECRO | IPS30N40NO55/A2P | M30 |  | 40-50 | NPN NO |  | Cable | Metal,Non Flush | https://drive.google.com/file/d/1Ry39hT5QGlwtR35-yTCC-633JD8aSQ-Y/view?usp=drive_link | https://drive.google.com/file/d/19oPjWRPX0XJqHQs_MAB6Cf-kgoKK4Sug/view?usp=drive_link
| SENSOR | INDUCTIVE | XECRO | IPS30-N40PO79-A12 | M30 |  | 40-50 | PNP NO |  | Plug M12 | Metal,Non Flush | https://drive.google.com/file/d/1Ry39hT5QGlwtR35-yTCC-633JD8aSQ-Y/view?usp=drive_link | https://drive.google.com/file/d/19oPjWRPX0XJqHQs_MAB6Cf-kgoKK4Sug/view?usp=drive_link
| SENSOR | INDUCTIVE | XECRO | IPS30S10PC48/M12 | M30 |  | 16-35 | PNP NC |  | Plug M12 | Metal, Flush | https://drive.google.com/file/d/1Ry39hT5QGlwtR35-yTCC-633JD8aSQ-Y/view?usp=drive_link | https://drive.google.com/file/d/19oPjWRPX0XJqHQs_MAB6Cf-kgoKK4Sug/view?usp=drive_link
| SENSOR | INDUCTIVE | XECRO | IPS30S16PO79/M12 | M30 |  | 16-35 | PNP NO |  | Plug M12 | Metal, Flush | https://drive.google.com/file/d/1Ry39hT5QGlwtR35-yTCC-633JD8aSQ-Y/view?usp=drive_link | https://drive.google.com/file/d/19oPjWRPX0XJqHQs_MAB6Cf-kgoKK4Sug/view?usp=drive_link
| SENSOR | INDUCTIVE | XECRO | IPS30S22NO55/A2P | M30 |  | 16-35 | PNP NO |  | Cable | Metal, Flush | https://drive.google.com/file/d/1Ry39hT5QGlwtR35-yTCC-633JD8aSQ-Y/view?usp=drive_link | https://drive.google.com/file/d/19oPjWRPX0XJqHQs_MAB6Cf-kgoKK4Sug/view?usp=drive_link
| SENSOR | INDUCTIVE | XECRO | IPS5-S08PO26-A2U | M5 |  | 0.8-4 | PNP NO |  | Cable | Metal, Flush | https://drive.google.com/file/d/1E4oAc8w7jFIeI0AHkzFkIfK1jJAcwrH8/view?usp=drive_link | https://drive.google.com/file/d/1Lw29U6dMtKSz7mksHx6LH36NvMTQTRv4/view?usp=drive_link
| SENSOR | INDUCTIVE | XECRO | IPS5-S1.5NO26-A2U | M5 |  | 0.8-4 | NPN NO |  | Cable | Metal, Flush | https://drive.google.com/file/d/1E4oAc8w7jFIeI0AHkzFkIfK1jJAcwrH8/view?usp=drive_link | https://drive.google.com/file/d/1Lw29U6dMtKSz7mksHx6LH36NvMTQTRv4/view?usp=drive_link
| SENSOR | INDUCTIVE | XECRO | IPS8-N2NO45-A2P | M8 |  | 0.8-4 | NPN NO |  | Cable | Metal,Non Flush | https://drive.google.com/file/d/1dnoQdxYfTM2oOwqXUnULYl5RFl5lM0Za/view?usp=drive_link | https://drive.google.com/file/d/1Qsk4xd2ftzJu7l6CuTvbM5i-jitilrNS/view?usp=drive_link
| SENSOR | INDUCTIVE | XECRO | IPS8N4NO45/M8 | M8 |  | 0.8-4 | NPN NO |  | Plug M8 | Metal,Non Flush | https://drive.google.com/file/d/1dnoQdxYfTM2oOwqXUnULYl5RFl5lM0Za/view?usp=drive_link | https://drive.google.com/file/d/1Qsk4xd2ftzJu7l6CuTvbM5i-jitilrNS/view?usp=drive_link
| SENSOR | INDUCTIVE | XECRO | IPS8N4PO45/M8 | M8 |  | 0.8-4 | PNP NO |  | Plug M8 | Metal,Non Flush | https://drive.google.com/file/d/1dnoQdxYfTM2oOwqXUnULYl5RFl5lM0Za/view?usp=drive_link | https://drive.google.com/file/d/1Qsk4xd2ftzJu7l6CuTvbM5i-jitilrNS/view?usp=drive_link
| SENSOR | INDUCTIVE | XECRO | IPS8N6PO45/M8 | M8 |  | 2024-05-15 | PNP NO |  | Plug M8 | Metal,Non Flush | https://drive.google.com/file/d/1dnoQdxYfTM2oOwqXUnULYl5RFl5lM0Za/view?usp=drive_link | https://drive.google.com/file/d/1Qsk4xd2ftzJu7l6CuTvbM5i-jitilrNS/view?usp=drive_link
| SENSOR | INDUCTIVE | XECRO | IPS8-S1PC60-A8 | M8 |  | 0.8-4 | PNP NC |  | Plug M8 | Metal, Flush | https://drive.google.com/file/d/1dnoQdxYfTM2oOwqXUnULYl5RFl5lM0Za/view?usp=drive_link | https://drive.google.com/file/d/1Qsk4xd2ftzJu7l6CuTvbM5i-jitilrNS/view?usp=drive_link
| SENSOR | INDUCTIVE | XECRO | IPS8-S2PO45-A8 | M8 |  | 0.8-4 | PNP NO |  | Plug M8 | Metal, Flush | https://drive.google.com/file/d/1dnoQdxYfTM2oOwqXUnULYl5RFl5lM0Za/view?usp=drive_link | https://drive.google.com/file/d/1Qsk4xd2ftzJu7l6CuTvbM5i-jitilrNS/view?usp=drive_link
| SENSOR | INDUCTIVE | XECRO | IPSD3-S1PO26-A2U | 3 |  | 0.8-4 | PNP NO |  | Cable | Metal, Flush | https://drive.google.com/file/d/1E4oAc8w7jFIeI0AHkzFkIfK1jJAcwrH8/view?usp=drive_link | https://drive.google.com/file/d/1Epox9Xe9s08C5tQMFLZhHUBdeBT13yoQ/view?usp=drive_link
| SENSOR | INDUCTIVE | XECRO | IPSD6N4NO45-A2P | M6.5 |  | 0.8-4 | NPN NO |  | Cable | Metal,Non Flush | https://drive.google.com/file/d/1E4oAc8w7jFIeI0AHkzFkIfK1jJAcwrH8/view?usp=drive_link | https://drive.google.com/file/d/109u3LsY6vS2mPan4gERanO0JP2ipNki4/view?usp=drive_link
| SENSOR | INDUCTIVE | XECRO | IPSD6N4PO45-A2P | M6.5 |  | 0.8-4 | PNP NO |  | Cable | Metal,Non Flush | https://drive.google.com/file/d/1E4oAc8w7jFIeI0AHkzFkIfK1jJAcwrH8/view?usp=drive_link | https://drive.google.com/file/d/109u3LsY6vS2mPan4gERanO0JP2ipNki4/view?usp=drive_link
| SENSOR | INDUCTIVE | XECRO | IPSD6N4PO45/M8 | M6.5 |  | 0.8-4 | PNP NO |  | Plug M8 | Metal,Non Flush | https://drive.google.com/file/d/1E4oAc8w7jFIeI0AHkzFkIfK1jJAcwrH8/view?usp=drive_link | https://drive.google.com/file/d/109u3LsY6vS2mPan4gERanO0JP2ipNki4/view?usp=drive_link
| SENSOR | INDUCTIVE | XECRO | IPSD6N6PO45/M8 | M6.5 |  | 2024-05-15 | PNP NO |  | Plug M8 | Metal,Non Flush | https://drive.google.com/file/d/1E4oAc8w7jFIeI0AHkzFkIfK1jJAcwrH8/view?usp=drive_link | https://drive.google.com/file/d/109u3LsY6vS2mPan4gERanO0JP2ipNki4/view?usp=drive_link
| SENSOR | INDUCTIVE | XECRO | IPSD6S3NO30/A2P | M6.5 |  | 0.8-4 | NPN NO |  | Cable | Metal, Flush | https://drive.google.com/file/d/1E4oAc8w7jFIeI0AHkzFkIfK1jJAcwrH8/view?usp=drive_link | https://drive.google.com/file/d/109u3LsY6vS2mPan4gERanO0JP2ipNki4/view?usp=drive_link
| SENSOR | INDUCTIVE | XECRO | IPSD6S3PO45/M8 | M6.5 |  | 0.8-4 | PNP NO |  | Plug M8 | Metal, Flush | https://drive.google.com/file/d/1E4oAc8w7jFIeI0AHkzFkIfK1jJAcwrH8/view?usp=drive_link | https://drive.google.com/file/d/109u3LsY6vS2mPan4gERanO0JP2ipNki4/view?usp=drive_link
| SENSOR | PHOTOELECTRIC | TAKEX | IR3AN
| SENSOR | PHOTOELECTRIC | INDIAN | IRB 103/4
| SENSOR | INDUCTIVE | INFRA | IS104 |  |  |  | NO | 24-230VAC/DC | Cable |  | https://drive.google.com/file/d/1lVPadB0DvOGC-03GS7udi0_81hfsz0kC/view?usp=drive_link
| SENSOR | INDUCTIVE | INFRA | IS105 |  |  |  | NC | 24-230VAC/DC |  |  | https://drive.google.com/file/d/1rMGd2gLj9WAvIzO7gmaJ2a1wZTdon6n5/view?usp=drive_link
| SENSOR | INDUCTIVE | INFRA | IS13 | [7 empty] | https://drive.google.com/file/d/1trfibq-kqkphaaaQqc0AMkaTAhSUsAS3/view?usp=drive_link
| SENSOR | INDUCTIVE | INFRA | IS15 | M30 |  | 2024-05-15 | NO/NC | 10-30VDC | Cable | Metal, Flush
| SENSOR | INDUCTIVE | INFRA | IS-15-D | M30 |  | 2024-05-15 | NO/NC | 10-30VDC | Cable | Metal, Flush
| SENSOR | INDUCTIVE | INFRA | IS37D |  |  | 0.8-4 | NPN NO/NC | 10-30VDC | Cable | Metal, Flush | https://drive.google.com/file/d/1P_BaeH4CaS9JAeRZdLL3clZhIYYlEtE8/view?usp=drive_link
| SENSOR | INDUCTIVE | INFRA | IS38D |  |  | 0.8-4 | PNP NO | 10-30VDC | Cable | Metal, Flush | https://drive.google.com/file/d/199ieIR9ji36DzyVKNxJGFqbMvSKGAsxA/view?usp=drive_link
| SENSOR | INDUCTIVE | INFRA | IS43D |  |  | 2024-05-15 | NPN NO/NC | 10-30VDC | Cable | Metal, Flush | https://drive.google.com/file/d/1XvkJ4yBDJRyLlqLTMWHoTixDw-IMwO8L/view?usp=drive_link
| SENSOR | INDUCTIVE | INFRA | IS44D
| SENSOR | INDUCTIVE | INFRA | IS44L
| SENSOR | INDUCTIVE | INFRA | IS46D |  |  | 2024-05-15 | NPN NO/NC | 10-30VDC | Cable | Metal, Flush | https://drive.google.com/file/d/1XvkJ4yBDJRyLlqLTMWHoTixDw-IMwO8L/view?usp=drive_link
| SENSOR | INDUCTIVE | INFRA | IS66D
| SENSOR | INDUCTIVE | INFRA | IS70
| SENSOR | INDUCTIVE | INFRA | IS72DK
| SENSOR | INDUCTIVE | INFRA | ISHT44
| SENSOR | INDUCTIVE | INFRA | ISI44SEX |  |  | 2024-05-15 | PNP NO | 10-30VDC | Cable | Metal, Flush | https://drive.google.com/file/d/1XvkJ4yBDJRyLlqLTMWHoTixDw-IMwO8L/view?usp=drive_link
| SENSOR | INDUCTIVE | INFRA | ISI59SEX | [7 empty] | https://drive.google.com/file/d/1XvkJ4yBDJRyLlqLTMWHoTixDw-IMwO8L/view?usp=drive_link
| SENSOR | INDUCTIVE | INFRA | ISS-M81.5P-A1PN3
| SENSOR | INDUCTIVE | INFRA | ISS-S6.51.5P-B1VS2
| SENSOR | AREA / DOOR / CURTAINS | BEA | IXIO DT 1
| SENSOR | PHOTOELECTRIC | OPTEX | JD-SW08P | Rectangular | Diffuse Reflective | 60-80 | PNP | 10-30VDC | Cable | Plastic | https://drive.google.com/file/d/1nKrN8beHE6KgDuF3ANO9WyVfhFiNABuv/view?usp=drive_link | https://drive.google.com/file/d/1Kr3joj8nqYFA2cZFUTqf-vQ34LABF8vg/view?usp=drive_link
| SENSOR | PHOTOELECTRIC | OPTEX | JT-S1000N | Rectangular | Thru Beam | 7000-10000 | NPN | 10-30VDC | Plug M8 | Plastic | https://drive.google.com/file/d/1jxEy0pFHFsncjBIyMjaFpfWBo-BOzUdI/view?usp=drive_link | https://drive.google.com/file/d/1ZiPhleqhQfgHdFLIjQCedu9evzM7Jkhp/view?usp=drive_link
| SENSOR | CAPACITIVE | SELET | K13G20PO-SP122 | Cylindrical |  | 16-35 | PNP NO | 10-30VDC |  | Plastic,Non Flush | https://drive.google.com/file/d/1KqIaghaHcroOKXWVn-QoVwI8quNHDtaH/view?usp=drive_link | https://drive.google.com/file/d/1RiOxWiJxkrU1kdqK41bLdss_k0s64ng9/view?usp=drive_link
| SENSOR | CAPACITIVE | IFM | KG 5043 | M18 |  | 2024-05-15 | PNP NO | 10-30VDC | Cable | Plastic,Non Flush | https://drive.google.com/file/d/15gdwrMJjGgMSt9mENbBgd-1j7eiICw6b/view?usp=drive_link | https://drive.google.com/file/d/1LEp2ORJ62HT8i_iWXPe-aYofHSM3Fp40/view?usp=drive_link
| SENSOR | HMD / FLAME / MOTION | INDIAN | LA31C
| SENSOR | HMD / FLAME / MOTION | INDIAN | LA31FC
| SENSOR | HMD / FLAME / MOTION | INDIAN | LA31/LK31/31/115
| SENSOR | HMD / FLAME / MOTION | INDIAN | LA31M1
| SENSOR | HMD / FLAME / MOTION | INDIAN | LA31MT
| SENSOR | HMD / FLAME / MOTION | INDIAN | LA31W
| SENSOR | PHOTOELECTRIC | EMX | LBX-100
| SENSOR | PHOTOELECTRIC | CARLO GAVAZZI | PMT20RG | Rectangular | Thru Beam | 20000 |  | 12-240VDC |  | Plastic | https://drive.google.com/file/d/1ptzcSg5y_8WCOsNBf3vXSSQy5Zfzej05/view?usp=drive_link | https://drive.google.com/file/d/1h-8bqU40cGrl_tvoxBiuzXGe5rC7lfmh/view?usp=drive_link
| SENSOR | INDUCTIVE | CARLO GAVAZZI | LDD1PA2DU24 |  | Loop Detector |  |  | 24-240 VAC/VDC | Relay |  |  | https://drive.google.com/file/d/1lkOEIkz19jHqCBK12WfmnYpcB4DLcr9V/view?usp=drive_link
| SENSOR | INDUCTIVE | CARLO GAVAZZI | LDD2PA2DU24 |  | Loop Detector |  |  | 24-240 VAC/VDC | Relay |  |  | https://drive.google.com/file/d/1lkOEIkz19jHqCBK12WfmnYpcB4DLcr9V/view?usp=drive_link
| SENSOR | PHOTOELECTRIC | TAKEX | LD-M10R | Rectangular |  |  | NPN | 12-24V | Cable | Plastic | https://drive.google.com/file/d/1YTFUc2zYBT5Gwjbl0uQRXGnF7TOcloRb/view?usp=drive_link | https://drive.google.com/file/d/1o7D5ckaHpBpW3PnfryX14Mgdi4Z0fxqV/view?usp=drive_link
| SENSOR | PHOTOELECTRIC | TAKEX | LD-S20RPN | Rectangular |  | 200-500 | PNP | 12-24V | Cable | Plastic | https://drive.google.com/file/d/1YTFUc2zYBT5Gwjbl0uQRXGnF7TOcloRb/view?usp=drive_link | https://drive.google.com/file/d/1o7D5ckaHpBpW3PnfryX14Mgdi4Z0fxqV/view?usp=drive_link
| SENSOR | INDUCTIVE | INDIAN | LR18XBN08DPO-E2 |  |  |  | PNP NO | 10-30VDC | Cable
| SENSOR | HMD / FLAME / MOTION | PHILLIPS | LRM1071/10 | [7 empty] | https://drive.google.com/file/d/18yBVlfXUs2V9fgG2Yskx4o6QmsQJih7j/view?usp=drive_link | https://pdf.indiamart.com/impdf/4827865862/MY-3169777/occupancy-sensors.pdf
| SENSOR | PHOTOELECTRIC | INDIAN | LS12-5V
| SENSOR | PHOTOELECTRIC | INDIAN | LS18-TX
| SENSOR | PHOTOELECTRIC | PANASONIC | LX-101-P | Rectangular |  | 2024-05-15 | PNP | 12-24V | Cable | Plastic | https://drive.google.com/file/d/1mdqHAGZseVrkN21HvGsIi8eCN2xuPnCG/view?usp=drive_link | https://drive.google.com/file/d/1wtdCCa3Sa82Xjoxy1ux4cY9XpxEj9vnE/view?usp=drive_link
| SENSOR | PHOTOELECTRIC | PANASONIC | LX-101-Z | Rectangular | Mark /Colour | 2024-05-15 | NPN | 12-24V | Plug | Plastic | https://drive.google.com/file/d/1mdqHAGZseVrkN21HvGsIi8eCN2xuPnCG/view?usp=drive_link | https://drive.google.com/file/d/1wtdCCa3Sa82Xjoxy1ux4cY9XpxEj9vnE/view?usp=drive_link
| SENSOR | PHOTOELECTRIC | PANASONIC | LX-111 | Rectangular | Mark /Colour | 2024-05-15 | NPN | 12-24V | Cable | Plastic | https://drive.google.com/file/d/1mdqHAGZseVrkN21HvGsIi8eCN2xuPnCG/view?usp=drive_link
| SENSOR | AREA / DOOR / CURTAINS | BEA | LZR-FLATSCAN RS305
| SENSOR | INDUCTIVE | INDIAN | M50-NO-F30
| SENSOR | PHOTOELECTRIC | INFRA | MR90V |  | Mark /Colour | [5 empty] | https://drive.google.com/file/d/1_83aJz0ncY7kj7U7F-Za0UMtnFTbZgfH/view?usp=drive_link
| SENSOR | PHOTOELECTRIC | INDIAN | MR-PH-186 10-30 V DC |  | Mark /Colour
| SENSOR | HMD / FLAME / MOTION | TAKEX | MS-100E |  | Passive PIR | [5 empty] | https://drive.google.com/file/d/1IKDC8-JBJg8mT5rdbnMlJpMpTp30iuNu/view?usp=drive_link | https://drive.google.com/file/d/1V4p_xCsq_rmZzlUtWjfAWG4WEgG3JLb_/view?usp=drive_link
| SENSOR | PHOTOELECTRIC | INDIAN | MT01BFK2
| SENSOR | PHOTOELECTRIC | INDIAN | MT01BK2
| SENSOR | LEVEL | SELET | N620312F
| SENSOR | INDUCTIVE | PEPPERL+FUCHS | NBB15-30GM50-UO | M30 |  | 2024-05-15 | NC |  | Cable | Metal, Flush |  | https://drive.google.com/file/d/1dDfzM4jIZJE4tLLwzipu5tSh3hGOlSk1/view?usp=drive_link
| SENSOR | INDUCTIVE | PEPPERL+FUCHS | NBB2 -12GM50-E2-V1 | M12 |  | 0.8-4 | PNP NO | 10-30VDC | Cable | Metal, Flush |  | https://drive.google.com/file/d/17THCHT0TAjtL9D7y1A8MtOHgw82BJkan/view?usp=drive_link
| SENSOR | INDUCTIVE | PEPPERL+FUCHS | NEN40-30GM60-E2-V1 | M30 |  | 40-50 | PNP NO | 10-30VDC | Plug M12 | Metal,Non Flush |  | https://drive.google.com/file/d/1rnXoUR5sPi59e7L8SM-y_aZcbCySEoZ1/view?usp=drive_link
| SENSOR | PHOTOELECTRIC | OPTEX | NF-DB01 | [7 empty] | https://drive.google.com/file/d/1jvsifsK93ZnMut3cefMycqRtfQ7rZ3i9/view?usp=drive_link
| SENSOR | LEVEL | Optex | NF-DF07 | Rectangular
| SENSOR | PHOTOELECTRIC | OPTEX | NF-TM02 |  | Thru Beam | 200-500 |  |  |  |  | https://drive.google.com/file/d/1GO4Ck2cckIwfUSx_50n9Wm1aGYMNZtHG/view?usp=drive_link
| SENSOR | INDUCTIVE | TURCK | NI60-K90SR-FZ3X2 |  |  | 60-80 |  | 20-250VAC |  | Non Flush | https://drive.google.com/file/d/1wGNjblBWhNV_b5YjMVz7_iALRMDrhyJb/view?usp=drive_link | https://drive.google.com/file/d/1a5Ssm-2hu66lShaW6J50mcm4msamRFOt/view?usp=drive_link
| SENSOR | PHOTOELECTRIC | TAKEX | NT 100 | Rectangular |  | 100-150 | NPN |  | Plug | Zinc | https://drive.google.com/file/d/1-OB5NWoIonPNPuHr2Ikohydu2-WjCFAD/view?usp=drive_link | https://drive.google.com/file/d/1XDzH6B0-_gIadFXSuKi8xcXgZzTDUKeS/view?usp=drive_link
| SENSOR | PHOTOELECTRIC | TAKEX | NT100P |  |  | 100-150 | Relay |  | Screw Terminals |  | https://drive.google.com/file/d/1-OB5NWoIonPNPuHr2Ikohydu2-WjCFAD/view?usp=drive_link | https://drive.google.com/file/d/1XDzH6B0-_gIadFXSuKi8xcXgZzTDUKeS/view?usp=drive_link
| SENSOR | PHOTOELECTRIC | XECRO | OD18FAD04PSB/A2P | Cylindrical |  | 2024-05-15 | NO |  |  | Metal | https://drive.google.com/file/d/1qHsWbRH5KdDfnKCfbUrQqcFgLg1rdoWC/view?usp=drive_link
| SENSOR | HMD / FLAME / MOTION | TAKEX | OHC |  | Optical Head | [5 empty] | https://drive.google.com/file/d/1Ef70wExl28vOylS2PNTB5WF9c2SaIrSN/view?usp=drive_link
| SENSOR | HMD / FLAME / MOTION | TAKEX | OHF-LD
| SENSOR | HMD / FLAME / MOTION | TAKEX | OHF-LDP
| SENSOR | PHOTOELECTRIC | SELET | OLC18/DP2 | M18 | Diffuse Reflective | 100-150 | PNP NO |  | Plug M12 | Metal | https://drive.google.com/file/d/1qHsWbRH5KdDfnKCfbUrQqcFgLg1rdoWC/view?usp=drive_link | https://drive.google.com/file/d/1d0BYZyEpMbPcjwXgrp074GD4QhYOmNUB/view?usp=drive_link
| SENSOR | PHOTOELECTRIC | SELET | OLC18/FP2 | M18 | Mark /Colour | 100-150 | PNP NO |  | Cable |  | https://drive.google.com/file/d/1qHsWbRH5KdDfnKCfbUrQqcFgLg1rdoWC/view?usp=drive_link | https://drive.google.com/file/d/1d0BYZyEpMbPcjwXgrp074GD4QhYOmNUB/view?usp=drive_link
| SENSOR | PHOTOELECTRIC | WEGNLOR | OY1TA603P0003 | Rectangular | LASER TOF Background | 3500-6000 | PNP NO |  | Plug M12 | Plastic | https://drive.google.com/file/d/1vWXhueMMDN5VR5AefyThHs4ECDmq5zk_/view?usp=drive_link
| SENSOR | PRESSURE | INDIAN | P43P-011-F1
| CONTROLLER | TEMPERATURE | PAN-GLOBE | P908X-702-020-000AA |  |  |  | Relay | 24VAC |  |  | https://drive.google.com/file/d/1hOeCyC51Ce1cTDondkqRRHfZ_coMDwRf/view?usp=drive_link
| CONTROLLER | TEMPERATURE | PAN-GLOBE | P909X-301-010-000AA |  |  |  | Relay | 24VAC |  |  | https://drive.google.com/file/d/14S-TYt1Zprb1UpybNtm9GJPuJzHaR-sw/view?usp=drive_link
| SENSOR | CAPACITIVE | CARLO GAVAZZI | VC12RN230 | Cylindrical |  | 2024-05-15 | Relay | 230V | Cable | Plastic | https://drive.google.com/file/d/1BJDU7iQZySxKjp9fzBhxFlaYix4ej5Zn/view?usp=drive_link | https://drive.google.com/file/d/14qD5E8BnRTjXVu4UvgWZwCN5-pLiI2oR/view?usp=drive_link
| SENSOR | HMD / FLAME / MOTION | TAKEX | PA4820
| SENSOR | LEVEL | CARLO GAVAZZI | VF01CRA-10M | Cylindrical | Float |  |  |  |  | Plastic | https://drive.google.com/file/d/10L-WC9kmNuK38qOmTcbD7EgVI3J1XMK7/view?usp=drive_link
| SENSOR | FIBER OPTIC | CARLO GAVAZZI | FGT01MCM200 | Attachment | Thru Beam
| SENSOR | FIBER OPTIC | CARLO GAVAZZI | FPD01SBS200 | Attachment | Diffuse Reflective | [5 empty] | https://drive.google.com/file/d/1CpedzyE1PXdDjLA0qPEoyMlbpVsfnxPh/view?usp=drive_link
| SENSOR | FIBER OPTIC | CARLO GAVAZZI | FPD02SBS200 | Attachment | Diffuse Reflective | [5 empty] | https://drive.google.com/file/d/1CpedzyE1PXdDjLA0qPEoyMlbpVsfnxPh/view?usp=drive_link
| CONTROLLER | PRESSURE | BANNA | PE80-P010G12HP2SQ
| ACCESSORIES | REFLECTOR | SICK | PL10F | [7 empty] | https://drive.google.com/file/d/1w3qRNcwe8nAEEB1sDRJPPCl1T-W03IZk/view?usp=drive_link
| SENSOR | PHOTOELECTRIC | PANASONIC | PM-K45P |  |  | 2024-05-15 | NPN | 5-24VDC | Cable | Plastic | https://drive.google.com/file/d/19Y9Ov8PYoiV1-OM42C7HkvT5rmCBv538/view?usp=drive_link | https://drive.google.com/file/d/1HjVDy3Iy70LtPEhsjH1uQAtIKCe1UuDG/view?usp=drive_link
| SENSOR | PHOTOELECTRIC | PANASONIC | PM-L25 |  |  | 2024-05-15 | NPN | 5-24VDC | Cable | Plastic | https://drive.google.com/file/d/1OyCAOONRVmujGwfVk2dm1l8TW0-pJLku/view?usp=drive_link | https://drive.google.com/file/d/1c0qKLjk8NnPVw1qv_fUcxPvESGrphK6M/view?usp=drive_link
| SENSOR | PHOTOELECTRIC | PANASONIC | PM-L45 |  |  | 2024-05-15 | PNP | 5-24VDC | Cable | Plastic | https://drive.google.com/file/d/1lJbmK_PH_rG7ylqmvy-jtxBJtS2u2E8I/view?usp=drive_link | https://drive.google.com/file/d/1c0qKLjk8NnPVw1qv_fUcxPvESGrphK6M/view?usp=drive_link
| SENSOR | PHOTOELECTRIC | PANASONIC | PM-U25 |  |  | 2024-05-15 | NPN | 5-24VDC | Cable | Plastic | https://drive.google.com/file/d/1I2e05E4ygWFjvHdH6lFGR8EU8qh-d3k0/view?usp=drive_link | https://drive.google.com/file/d/1c0qKLjk8NnPVw1qv_fUcxPvESGrphK6M/view?usp=drive_link
| SENSOR | PHOTOELECTRIC | PANASONIC | PM-Y65 |  |  | 2024-05-15 | NPN | 5-24VDC | Cable | Plastic | https://drive.google.com/file/d/1xsNjgRP2QcB5E6c_JLqez3HUX6OhCKei/view?usp=drive_link | https://drive.google.com/file/d/1c0qKLjk8NnPVw1qv_fUcxPvESGrphK6M/view?usp=drive_link
| SENSOR | INDUCTIVE | AUTONICS | PSN17-8DNU-F | Rectangular |  | 2024-05-15 | NPN NO | 10-30VDC | Cable |  | https://drive.google.com/file/d/1GSRtsnF3Xb_n486_2O4ogVRG7E_6bJbB/view?usp=drive_link
| SENSOR | TEMPERATURE | SIMPLEX | PT100 | [7 empty] | https://drive.google.com/file/d/1n40z024O95Uyw3Pc3lH0FJhxQYaBBsrb/view?usp=drive_link
| SENSOR | PHOTOELECTRIC | IPF | PT65002H | Rectangular |  | 600-1000 |  | 12-24V | Plug | Zinc | https://drive.google.com/file/d/1bvuOx0FqhQpaqe5thDFr77TsPhV5fby1/view?usp=drive_link | https://drive.google.com/file/d/1CY83XIeHRk0eLQVtcvkbfxCBxbj8yUwC/view?usp=drive_link
| SENSOR | PHOTOELECTRIC | IPF | PT730520 | Rectangular | Diffuse Reflective | 20000 | NPN/PNP | 12-24V | Plug | Zinc | https://drive.google.com/file/d/1EEou5a4COLzl4IHf6xZKFTO-Ic8oyTGx/view?usp=drive_link | https://drive.google.com/file/d/14v3pM76_ooJVhj0v5SwhmZw0nd_iMGLF/view?usp=drive_link
| SENSOR | PHOTOELECTRIC | BANNER | QAL50IPQ | Rectangular |  | 200-500 | PNP+4-20mA | 10-30VDC | Plug M12 |  | https://drive.google.com/file/d/1CMLW704sQotSY2LvJgGbsc3UqqQPqghf/view?usp=sharing | https://drive.google.com/file/d/1MHd8qaa8Pgz2lRfEANzsdqoDIpLKsZHJ/view?usp=drive_link
| SENSOR | PHOTOELECTRIC | BANNER | QS18VN6D | Rectangular | Diffuse Reflective | 200-500 | NPN NO/NC | 10-30VDC | Cable | Plastic | https://drive.google.com/file/d/1f8evqvsM1geIjglfX_M9reGRGUp09I5s/view?usp=sharing | https://www.turck.de/datasheet/_en/edb_3061653_gbr_en.pdf
| SENSOR | PHOTOELECTRIC | BANNER | QS30LD | Rectangular |  | 200-500 |  | 10-30VDC | Cable |  | https://drive.google.com/file/d/1FDodUUdb8Uj-fOllI9fabFAXcwBbbhjc/view?usp=sharing | https://drive.google.com/file/d/12EnLHFqgH6TFmHbwlSBcYi40wu3lD5xI/view?usp=drive_link
| SENSOR | PHOTOELECTRIC | BANNER | R58ECRGB2 | Rectangular | Mark /Colour | 2024-05-15 | NPN/PNP | 10-30VDC | Cable | Plastic | https://drive.google.com/file/d/1E3ytZ9gRPBo4ThWW58ExHd3uSKmttK9E/view?usp=drive_link | https://drive.google.com/file/d/12fQcoH4UhYo74M5kmM-h1FmEvvLFWVyE/view?usp=drive_link
| CONTROL | RFID | Elko | RFDA-73M/RGB | [7 empty] | https://drive.google.com/file/d/1hGrVZ48IICbcO33BMzjJR1ifNWoLY-GL/view?usp=drive_link
| CONTROL | RFID | Elko | RFSA-62B | [7 empty] | https://drive.google.com/file/d/1mG4ptCBE3fLRDJt3ZJKd1fYh1ZErf4dS/view?usp=drive_link
| CONTROL | RFID | Elko | RFWB-40/G
| SENSOR | PHOTOELECTRIC | PEPPERL+FUCHS | RL31-54/25/73C/136
| SENSOR | OTHERS | HONEYWELL | RTY180HVEAA
| SENSOR | PHOTOELECTRIC | DATASENSOR | S10-MA-5-CO1-PL | Cylinderical |  | 100-150 | PNP | 10-30VDC |  | Metal | https://drive.google.com/file/d/1JoLciK9iZxIW1BytXSd1tzGpsBHonZed/view?usp=drive_link
| ACCESSORIES | REFLECTOR | TAKEX | S-510G | [7 empty] | https://drive.google.com/file/d/1FBIbI2ifGwQHQPtvQ0oLt1gqDMzesSEU/view?usp=drive_link
| SENSOR | PHOTOELECTRIC | DATASENSOR | S5-5-D15-30 | Cylinderical |  | 2024-05-15 | PNP/NPN | 10-30VDC | Cable | Plastic | https://drive.google.com/file/d/19Xoe3dt_BqK3Vyef-GCz800GFWMFfYmH/view?usp=drive_link | https://drive.google.com/file/d/1uxqlZTRRI7tbkP6_P_X9kQzdGEnv0aKQ/view?usp=drive_link
| SENSOR | FIBER OPTIC | DATASENSOR | S5N-PA-2-E01-PP | Cylindrical | Fiber Cable |  | PNP | 10-30VDC | Cable | Plastic | https://drive.google.com/file/d/1vMbFPXIB94gKKYKh6NZFgVqh77YCBy5F/view?usp=drive_link | https://drive.google.com/file/d/1RdaBgM1U-VRU-3TgaRkMaBXn24WYinSu/view?usp=drive_link
| CONFIGURATION | PROGAMING TOOL | CARLO GAVAZZI | SCTL55
| SENSOR | OTHERS | CARLO GAVAZZI | SD2DUG24
| ACCESSORIES | BRACKET | DI-SORIC | SK-TPN-1 | [7 empty] | https://drive.google.com/file/d/1reCPNJN0R5Dt3xcE-Se0xOg7RH7HlEvD/view?usp=drive_link
| SENSOR | FORK | BANNER | SL30
| SAFETY | SAFETY EDGE | MAYSER | SL/W1K2 GP50 CR 1180 | [7 empty] | https://drive.google.com/file/d/1ZVzisNidRwZPgYDqjoLl1FQdFhYIRi0-/view?usp=drive_link
| SAFETY | SAFETY EDGE | MAYSER | SL/W1K2 GP50 CR 1270 | [7 empty] | https://drive.google.com/file/d/1t3N5B2J4LHNVuUGvrgZGTbC3bv4meRN7/view?usp=drive_link
| SAFETY | MAGNETIC | CARLO GAVAZZI | SMS-01 |  |  | 2024-05-15 | NO/NC |  | Cable |  | https://drive.google.com/file/d/11xIjqV8raIRyJ1wk9iphwqHPp-G6Ujjb/view?usp=drive_link
| SAFETY | MAGNETIC | CARLO GAVAZZI | SMS02LD |  |  | 16-35 | NO/NC |  | Cable |  | https://drive.google.com/file/d/11xIjqV8raIRyJ1wk9iphwqHPp-G6Ujjb/view?usp=drive_link
| SAFETY | MAGNETIC | CARLO GAVAZZI | SMS-A2P-02 |  |  |  | NO/NC |  | Cable |  | https://drive.google.com/file/d/11xIjqV8raIRyJ1wk9iphwqHPp-G6Ujjb/view?usp=drive_link
| CONTROL | POWER SUPPLY | TAKEX | SPL1R (100/200VAC)
| SENSOR | FORK | DATASENSOR | SR21-IR | Rectangular |  |  | NPN/PNP |  | Plug M8 | Plastic | https://drive.google.com/file/d/1lQHSbSkKtH-rchH5gXZqbbUYfFuR1ECM/view?usp=drive_link | https://drive.google.com/file/d/1ML2vMAi2m-yuz4BCN50hfUoUmRX3nsMz/view?usp=drive_link
| SENSOR | PHOTOELECTRIC | OPTEX | SR-Q50PW | Rectangular |  | 200-500 | PNP | 10-30VDC | Cable | Plastic | https://drive.google.com/file/d/1_lwk8UL38vGFU-ba7YqZZcnhIsOI109Z/view?usp=drive_link | https://drive.google.com/file/d/1UxEmf_Y8aWtA6K0zZRIGlXXSAGHEIkDe/view?usp=drive_link
| SENSOR | AREA / DOOR / CURTAINS | TAKEX | SS10-T16 |  |  | 0.8-4 |  |  | Cable |  | https://drive.google.com/file/d/1UxLQdbLRkdR0Yiowj5HKY6oQkD7ndw25/view?usp=drive_link | https://drive.google.com/file/d/1BlSBtGjH44bSsfBcH_Cyh8KnhsYO-Era/view?usp=drive_link
| SENSOR | AREA / DOOR / CURTAINS | TAKEX | SS10-T16-PN |  |  | 0.8-4 |  |  | Cable |  | https://drive.google.com/file/d/1UxLQdbLRkdR0Yiowj5HKY6oQkD7ndw25/view?usp=drive_link | https://drive.google.com/file/d/1BlSBtGjH44bSsfBcH_Cyh8KnhsYO-Era/view?usp=drive_link
| SENSOR | AREA / DOOR / CURTAINS | TAKEX | SSC-TR810 | [7 empty] | https://drive.google.com/file/d/1UxLQdbLRkdR0Yiowj5HKY6oQkD7ndw25/view?usp=drive_link
| SENSOR | PHOTOELECTRIC | FOTEX | SU-02XP | Rectangular |  |  | PNP NO | 10-30VDC |  | Plastic | https://drive.google.com/file/d/1MrxblEji0g486r5KUStduGnJcnGC-xoO/view?usp=drive_link | https://drive.google.com/file/d/1Tcyq0f3BYT-V67U17L4QI9KoRvR3hl1A/view?usp=drive_link
| SAFETY | MAGNETIC | TEXELCO | TIMRB82100-02
| SENSOR | PHOTOELECTRIC | DATASENSOR | TL50-W-815 | Rectangular | Mark /Colour | 2024-05-15 | PNP/NPN |  | Plug M12 | Plastic | https://drive.google.com/file/d/1toEInE5GzRuv-moq9J25CQ0kDPoCzVVT/view?usp=drive_link
| SENSOR | INDUCTIVE | OMRON | TL-Q5MC1-2M | Rectangular |  | 0.8-4 | NPN NO | 10-30VDC | Cable | Plastic,Non Flush | https://drive.google.com/file/d/1AmN9mCVN7WosRX0C7QoykaN28Antw2pT/view?usp=drive_link | https://drive.google.com/file/d/1Y-3HWJH5HWtZTJckUrSYQCf4o-kDhNpb/view?usp=drive_link
| SENSOR | PHOTOELECTRIC | DATASENSOR | TLu-011 | Rectangular | Mark /Colour | 2024-05-15 | NPN |  | Cable | Plastic | https://drive.google.com/file/d/1kzVAq0EPTzHF58hCkwVQR_xAX7peswIQ/view?usp=drive_link
| SENSOR | PHOTOELECTRIC | OPTEX | TOF-3V2000P | Rectangular | Retroreflective | 20000 | PNP | 10-30VDC | Cable | Plastic | https://drive.google.com/file/d/1G9F_IJ5-IDqU5qXUKqoulOUpXFdHxY37/view?usp=drive_link | https://drive.google.com/file/d/1yQp-CfH86qfYnSgXFBWDNA1hIMOC_7oQ/view?usp=drive_link
| SENSOR | PHOTOELECTRIC | OPTEX | TOF-3V300P | Rectangular | Diffuse Reflective | 1500-3000 | PNP | 10-30VDC | Cable | Plastic | https://drive.google.com/file/d/1G9F_IJ5-IDqU5qXUKqoulOUpXFdHxY37/view?usp=drive_link | https://drive.google.com/file/d/1yQp-CfH86qfYnSgXFBWDNA1hIMOC_7oQ/view?usp=drive_link
| SAFETY | MAGNETIC | TEXELCO | TRS54224
| SENSOR | TEMPERATURE | GREYSTONE | TSSLGX926896 | [7 empty] | https://drive.google.com/file/d/1bYIv59FxBm4W8ysvVZ0l-HS39AZyzOhR/view?usp=drive_link
| SENSOR | LEVEL | CARLO GAVAZZI | UA18CAD09NKTI |  | Ultrasonic | 7000-10000 | 0-10V
| SENSOR | LEVEL | CARLO GAVAZZI | UA18CLD05AKM1TR |  | Ultrasonic | 200-500 | 0-10V
| SENSOR | LEVEL | CARLO GAVAZZI | UA18CLD06POM1 |  | Ultrasonic | 600-1000 | PNP
| SENSOR | LEVEL | CARLO GAVAZZI | UA30CAD35PKM1T1 |  | Ultrasonic | 3500-6000 | 0-10V
| SENSOR | LEVEL | CARLO GAVAZZI | UA30CLD15FGM7 |  | Ultrasonic | 1500-3000 | 4-20mA
| SENSOR | LEVEL | CARLO GAVAZZI | UA30CLD35AKM1T1 |  | Ultrasonic | 3500-6000 | 0-10V
| SENSOR | LEVEL | CARLO GAVAZZI | UA30CLD35AKM1TR |  | Ultrasonic | 3500-6000 | 0-10V
| SENSOR | LEVEL | CARLO GAVAZZI | UC80CND60AKM1TR |  | Ultrasonic | 3500-6000 | 0-10V
| SENSOR | LEVEL | CARLO GAVAZZI | UC80CND60PPM1TR |  | Ultrasonic | 3500-6000 | PNP
| CONFIGURATION | PROGAMING TOOL | CARLO GAVAZZI | UCP1
| SENSOR | PHOTOELECTRIC | TAKEX | UM2-T15DTP | Rectangular |  | 100-150 | PNP |  | Cable | Plastic | https://drive.google.com/file/d/1d5kWeODkPid6S4y9UaaQGhT3QtDRG9bB/view?usp=drive_link | https://drive.google.com/file/d/1jCPgrNKV3fWc_iQ4v0cKaQMDRzvoOYpv/view?usp=drive_link
| SENSOR | PHOTOELECTRIC | TAKEX | UM-TL50S | Rectangular |  | 200-500 | NPN |  | Cable | Plastic | https://drive.google.com/file/d/1U-WeH1xF0THHeGMxESfpVOVRi745Lo0f/view?usp=drive_link | https://drive.google.com/file/d/1IjkBIEEaymWmIQCj9GqzDM_7_CzUxUfZ/view?usp=drive_link
| SENSOR | PHOTOELECTRIC | TAKEX | UM-TR15DT | [7 empty] | https://drive.google.com/file/d/1U-WeH1xF0THHeGMxESfpVOVRi745Lo0f/view?usp=drive_link
| SENSOR | PHOTOELECTRIC | TAKEX | UM-TR50DS | [7 empty] | https://drive.google.com/file/d/1U-WeH1xF0THHeGMxESfpVOVRi745Lo0f/view?usp=drive_link
| SENSOR | LEVEL | TAKEX | US-1AH
| SENSOR | LEVEL | MD MICRODETECTORS | UT2F/G6-0ESY
| SENSOR | PHOTOELECTRIC | EMX | UVX-300 | Rectangular | Mark /Colour | 200-500 | PNP/NPN |  | Cable | Plastic | https://drive.google.com/file/d/1cEMANKuA77kd7fvqxAoFN1wOyQQuAV8s/view?usp=drive_link | https://drive.google.com/file/d/1j7ikczHJaVEZ8F3G-Ci_KaMRBt7evjSv/view?usp=drive_link
| SENSOR | PHOTOELECTRIC | EMX | UVX30-TP |  | Mark /Colour
| SENSOR | PHOTOELECTRIC | TAKEX | UX-R5V | Cylindrical |  | 40-50 | NPN | 12-24V |  | Plastic | https://drive.google.com/file/d/1mCu3Rz6C1sJxzr2pKdihlT7r_lMPhVhm/view?usp=drive_link | https://drive.google.com/file/d/1dz4gtLFH4wOsAPCB9LTLpZ7EVUPvwGd1/view?usp=drive_link
| SENSOR | PHOTOELECTRIC | TAKEX | UX-R5VPN | Cylindrical |  | 40-50 | PNP | 12-24V |  | Plastic | https://drive.google.com/file/d/1mCu3Rz6C1sJxzr2pKdihlT7r_lMPhVhm/view?usp=drive_link | https://drive.google.com/file/d/1dz4gtLFH4wOsAPCB9LTLpZ7EVUPvwGd1/view?usp=drive_link
| SENSOR | PHOTOELECTRIC | TAKEX | UX-T50DS | Cylindrical |  | 200-500 | NPN | 12-24V | Cable | Plastic | https://drive.google.com/file/d/1mCu3Rz6C1sJxzr2pKdihlT7r_lMPhVhm/view?usp=drive_link | https://drive.google.com/file/d/1dz4gtLFH4wOsAPCB9LTLpZ7EVUPvwGd1/view?usp=drive_link
| SENSOR | PHOTOELECTRIC | TAKEX | UX-T50DSPN |  |  | 200-500 | PNP | 12-24V | Cable |  | https://drive.google.com/file/d/1mCu3Rz6C1sJxzr2pKdihlT7r_lMPhVhm/view?usp=drive_link | https://drive.google.com/file/d/1dz4gtLFH4wOsAPCB9LTLpZ7EVUPvwGd1/view?usp=drive_link
| SENSOR | PHOTOELECTRIC | TAKEX | UXT50DS-PNP
| SENSOR | PHOTOELECTRIC | OPTEX | V2R-1200 | Rectangular | Retroreflective | 12000 |  | 24V-240VAC | Cable | Plastic | https://drive.google.com/file/d/1wv6usoJ_b-H688xFBrDCnYjhmwzLborf/view?usp=sharing | https://drive.google.com/file/d/14JsrRpTcHkrTDurNxLxT_SMX0ML_0Bv7/view?usp=drive_link
| SENSOR | PHOTOELECTRIC | OPTEX | V2R-1200CDP | Rectangular | Retroreflective | 12000 | PNP | 10-30VDC | Cable | Plastic | https://drive.google.com/file/d/1wv6usoJ_b-H688xFBrDCnYjhmwzLborf/view?usp=sharing | https://drive.google.com/file/d/14JsrRpTcHkrTDurNxLxT_SMX0ML_0Bv7/view?usp=drive_link
| SENSOR | PHOTOELECTRIC | OPTEX | V4T-7000P | Rectangular | Thru Beam | 70000 | PNP | 10-30VDC | Screw Terminals | Plastic | https://drive.google.com/file/d/1mwfQZVgeKD32k5qKBNMxXH7Ken-YicxZ/view?usp=drive_link | https://drive.google.com/file/d/1dZWvLP_P7Kg5o4rW0SR0FqvVutU4UEav/view?usp=drive_link
| SENSOR | PHOTOELECTRIC | OPTEX | VD-300T | Rectangular | Diffuse Reflective | 1500-3000 | Relay | 24V-240VAC | Screw Terminals |  | https://drive.google.com/file/d/1mwfQZVgeKD32k5qKBNMxXH7Ken-YicxZ/view?usp=drive_link | https://drive.google.com/file/d/1G28xjvA85Cv7n_gtgVogXzhkV_jjvijK/view?usp=drive_link
| SENSOR | LEVEL | CARLO GAVAZZI | VF01CRA-5M |  | Float
| ACCESSORIES | CABLE | IPF | VKAE5A25
| SENSOR | LEVEL | INDIAN | VMT-16M
| SENSOR | LEVEL | CARLO GAVAZZI | VNI-1 |  | Conductive
| SENSOR | LEVEL | CARLO GAVAZZI | VP01EP |  | Optical |  | PNP
| SENSOR | LEVEL | CARLO GAVAZZI | VP02E |  | Optical
| SENSOR | LEVEL | CARLO GAVAZZI | VP02EP |  | Optical |  | PNP
| SENSOR | LEVEL | CARLO GAVAZZI | VP02EPM1339 |  | Optical |  | PNP
| SENSOR | LEVEL | CARLO GAVAZZI | VP03EP |  | Optical |  | PNP
| SENSOR | LEVEL | CARLO GAVAZZI | VP04EP |  | Optical |  | PNP
| SENSOR | LEVEL | CARLO GAVAZZI | VPA1MNA |  | Optical
| SENSOR | LEVEL | CARLO GAVAZZI | VPA1MPA |  | Optical
| SENSOR | LEVEL | CARLO GAVAZZI | VPA1MPA-1 |  | Optical
| SENSOR | LEVEL | CARLO GAVAZZI | VPA2MPA |  | Optical
| SENSOR | LEVEL | CARLO GAVAZZI | VPA2MPA-1 |  | Optical
| SENSOR | LEVEL | CARLO GAVAZZI | VPP310 |  | Optical
| SENSOR | PHOTOELECTRIC | OPTEX | VR1000
| SENSOR | LEVEL | CARLO GAVAZZI | VTI4 |  | Conductive
| SENSOR | PHOTOELECTRIC | SICK | WTB4S-3N1361 | Rectangular |  | 180 |  |  | Cable | Plastic | https://drive.google.com/file/d/1ivNADW2syyL0lsqcyvAqOhdQaIwvma4M/view?usp=drive_link | https://drive.google.com/file/d/1M-94ZSMSAoeZjTAYK_PEGYrUCWinW5Rv/view?usp=drive_link
| SAFETY | LIGHT CURTAIN | TAKEX | XGM2-T20A | [7 empty] | https://drive.google.com/file/d/1H93i327ApEuRtggonvIhxazY4kU6k4Ji/view?usp=drive_link
| SAFETY | LIGHT CURTAIN | TAKEX | XGM2-TL20 | [7 empty] | https://drive.google.com/file/d/1YTJsqfa4Rywfia1NQ7fFTHSQHB6Z92Jl/view?usp=drive_link
| SAFETY | LIGHT CURTAIN | TAKEX | XGM2-TR20
| SENSOR | AREA / DOOR / CURTAINS | TAKEX | XIT3 | [7 empty] | https://drive.google.com/file/d/1zfAPAJzqgj8DDu298R5BK9jiDry-Ia8-/view?usp=drive_link
| SENSOR | INDUCTIVE | INFRA | XSP4006SK |  |  | 2024-05-15 | PNP NO/NC | 10-30VDC |  | Metal, Flush
| SENSOR | FORK | TELEMECANIQUE | XUVE04M3KSNM8 | Rectangular |  | 40-50 | PNP/NPN | 12-24V |  | Metal | https://drive.google.com/file/d/1azUkA78mEQsDewfkxGdi4mUtpm1bY56E/view?usp=drive_link | https://drive.google.com/file/d/1xQ5MOUPjelpDFDApGtNmj6c1ljvd8a2y/view?usp=drive_link
| SENSOR | FORK | TELEMECANIQUE | XUVU06M3KSNM8 | Rectangular |  | 60-80 | PNP/NPN | 12-24V |  |  | https://drive.google.com/file/d/16f41ktvAfW56FBLLZY-lnOltGHgiiVjt/view?usp=drive_link
| SENSOR | PHOTOELECTRIC | OPTEX | Z2D-80P | Rectangular |  | 600-1000 | PNP | 10-30VDC | Cable | Diffuse Refletive | https://drive.google.com/file/d/14_onyF3NrqzchjG94dbUS3uuEluVP2bv/view?usp=drive_link | https://drive.google.com/file/d/1KPvrVWGDloMN2B-7nWII9KVCM20LQ_Qt/view?usp=drive_link
| SENSOR | PHOTOELECTRIC | OPTEX | Z2T-2000P | Rectangular | Thru Beam | 25000 | PNP | 10-30VDC | Plug | Plastic | https://drive.google.com/file/d/14_onyF3NrqzchjG94dbUS3uuEluVP2bv/view?usp=drive_link | https://drive.google.com/file/d/1KPvrVWGDloMN2B-7nWII9KVCM20LQ_Qt/view?usp=drive_link
| SENSOR | PHOTOELECTRIC | OPTEX | Z3D100P | Rectangular | Diffuse Reflective | 600-1000 | PNP | 10-30VDC | Plug | Plastic | https://drive.google.com/file/d/14_onyF3NrqzchjG94dbUS3uuEluVP2bv/view?usp=drive_link | https://drive.google.com/file/d/1KPvrVWGDloMN2B-7nWII9KVCM20LQ_Qt/view?usp=drive_link
| SENSOR | PHOTOELECTRIC | OPTEX | Z3T-D(1417H) | [7 empty] | https://drive.google.com/file/d/14_onyF3NrqzchjG94dbUS3uuEluVP2bv/view?usp=drive_link
| SENSOR | PHOTOELECTRIC | OPTEX | ZR350P | Rectangular | Polorised reflective | 3500-6000 | PNP | 10-30VDC | Cable | Plastic | https://drive.google.com/file/d/1fKDO6zQWeLXm7iz67WvS8goHGs_pi3jm/view?usp=drive_link | https://drive.google.com/file/d/1KPvrVWGDloMN2B-7nWII9KVCM20LQ_Qt/view?usp=drive_link
| SENSOR | PHOTOELECTRIC | OPTEX | ZRL-1000P | Rectangular | Diffuse Reflective | 7000-10000 | PNP | 10-30VDC | Cable | Plastic | https://drive.google.com/file/d/1fKDO6zQWeLXm7iz67WvS8goHGs_pi3jm/view?usp=drive_link
| SENSOR | PHOTOELECTRIC | OPTEX | ZR-QX200P
| SENSOR | FIBER OPTIC | TAKEX | FT-L101 | [7 empty] | https://drive.google.com/file/d/1rzdBxNmGu9UMaMTQGXTtqenpxotTCY9z/view?usp=drive_link
| SENSOR | HMD / FLAME / MOTION | AUTONICS | FD 320 05 | [7 empty] | https://drive.google.com/file/d/1I6ZqGN5evLrI566u9lhJKPacH-JxgCuP/view?usp=drive_link
| SENSOR | FIBER OPTIC | PANASONIC | FD-61 | [7 empty] | https://drive.google.com/file/d/1GCJd5xQmSq91WdiMWuAGH9rjMQNUqyLd/view?usp=sharing
| SENSOR | HMD / FLAME / MOTION | TAKEX | FD-A320 | [7 empty] | https://drive.google.com/file/d/1UwqpvOYos60XO-WoJq-QdGOiceBcXeyx/view?usp=drive_link | https://drive.google.com/file/d/1t57f1kgVkUr7RFG6_n4ByVYrJXaIqM3E/view?usp=drive_link
| SENSOR | FIBER OPTIC | CARLO GAVAZZI | FPD09SAS200 | Attachment | Diffuse Reflective
| SENSOR | FORK | XECRO | FLE120PS/M8
| SENSOR | FORK | XECRO | FLE20-PO-A8
| SENSOR | FORK | XECRO | FLI02NS/M8
| SENSOR | FORK | XECRO | FLI05PO/A8
| SENSOR | FORK | XECRO | FLI10PO/A8
| ACCESSORIES | CABLE | ITALON | FLS-RS485-1000 | [7 empty] | https://drive.google.com/file/d/1JGCLgVdMVNAO362Pc5mitct73czY4K1V/view?usp=drive_link
| CONTROLLER | PRESSURE | BANNA | FP13N-025GWK040Q1
| SENSOR | FIBER OPTIC | CARLO GAVAZZI | FPDC02SCC100 | Attachment | Diffuse Reflective | [5 empty] | https://drive.google.com/file/d/1UptwpW_GyN57UNi57T_KgO6JEisxbTho/view?usp=drive_link
| SENSOR | FIBER OPTIC | CARLO GAVAZZI | PD40CNX12PP | Rectangular | Fiber Amplifier
| SENSOR | FIBER OPTIC | CARLO GAVAZZI | PD60CNV20BP | Rectangular | Fiber Amplifier | [5 empty] | https://drive.google.com/file/d/1zP0xFMzyy37MUlyyLhl44KH2SCRfKJdG/view?usp=drive_link
| SENSOR | FIBER OPTIC | CARLO GAVAZZI | PD60CNX20BPT | Rectangular | Fiber Amplifier | [5 empty] | https://drive.google.com/file/d/1zP0xFMzyy37MUlyyLhl44KH2SCRfKJdG/view?usp=drive_link
| SENSOR | PHOTOELECTRIC | IDEC | FQ01BSD2K
| SENSOR | PHOTOELECTRIC | INFRA | FQ05D2
| SENSOR | FIBER OPTIC | TAKEX | FT101-AD2 | Attachment | Adapter-Attachment | [5 empty] | https://drive.google.com/file/d/1dauMD0KZYeaZP0nJB5XlzfNT41b9cGcn/view?usp=drive_link
| SENSOR | FIBER OPTIC | TAKEX | FT7BC | Attachment | Thru Beam | [5 empty] | https://drive.google.com/file/d/1FINmSadfx9yc3zROVAeMOUD2r0EvEndW/view?usp=drive_link
| SENSOR | FIBER OPTIC | TAKEX | FT81BC | Attachment | Thru Beam | [5 empty] | https://drive.google.com/file/d/1gzaVezl5UWumAj5FQCEY7IPTqY3CggkL/view?usp=drive_link
| SENSOR | HMD / FLAME / MOTION | TAKEX | FS-2000E(R) |  | Flame | [5 empty] | https://drive.google.com/file/d/1uCTY1kPpe0c3zyz9u8fxS773QZN_QRHl/view?usp=drive_link
| SENSOR | HMD / FLAME / MOTION | TAKEX | FS-5000E |  | Flame | [5 empty] | https://drive.google.com/file/d/1TB5AtjI7jJDgnMH5QxTX4D8LGI1fkJNu/view?usp=drive_link
| SENSOR | FIBER OPTIC | TAKEX | FT8BC | Attachment | Thru Beam
| CONTROLLER | FLOW | BANNA | FT10N-G12-HDPRQ
| CONTROLLER | FLOW | BANNA | FT10N-M18 IDPRQ
| CONTROLLER | FLOW | BANNA | FT10N-N12-HDCRQ
| SENSOR | FIBER OPTIC | TAKEX | FU712BC | Attachment | Thru Beam | [5 empty] | https://takex.com/gb/fiber-optic-cables/ft8bc
| SENSOR | FIBER OPTIC | TAKEX | FU901BC | Attachment | Thru Beam | [5 empty] | https://drive.google.com/file/d/1xhW-tjkCarjOMlb6eFSxfOFIy1cLRpMC/view?usp=drive_link | https://takex.com/gb/fiber-optic-cables/fu901bc
| SENSOR | FIBER OPTIC | CARLO GAVAZZI | FUR-C4-20 | Attachment | Diffuse Reflective
| SENSOR | FIBER OPTIC | TAKEX | FX220J |  | Retroreflective | [5 empty] | https://drive.google.com/file/d/1cEMANKuA77kd7fvqxAoFN1wOyQQuAV8s/view?usp=drive_link
| SENSOR | FIBER OPTIC | TAKEX | FX84BC |  | Retroreflective | [5 empty] | https://drive.google.com/file/d/14L7XDe9dlCVsovEHtq24mvnr5ABHEz2A/view?usp=drive_link
| SENSOR | PHOTOELECTRIC | INFRA | FW05BSD3 | Rectangular |  | 1500-3000 | NPN/PNP, NO/NC |  | Cable | Plastic
| SENSOR | FIBER OPTIC | PANASONIC | FX-102P-CC2 |  |  |  | PNP |  |  |  | https://drive.google.com/file/d/1p_esnUXnjDVhjVezndJOW5Bef34227ZY/view?usp=drive_link
| SENSOR | FIBER OPTIC | PANASONIC | FX-301 |  |  |  | NPN |  | Plug |  | https://drive.google.com/file/d/15DFl1pS4e6xFO0-F2k8Wet9P5c364kjf/view?usp=drive_link
| SENSOR | FIBER OPTIC | PANASONIC | FX-301P |  |  |  | PNP |  | Plug |  | https://drive.google.com/file/d/16Pd4JuTAL1MBNIfRuEeHKFsSORzyOVIt/view?usp=drive_link
| SENSOR | FIBER OPTIC | PANASONIC | FX-501
| SENSOR | FIBER OPTIC | PANASONIC | FX-MR2 | [7 empty] | https://www.gavazziautomation.com/fileadmin/images/PIM/DATASHEET/ENG/CLD2EA%20CLP2EA_EN.pdf
| RELAY | SSR | FINDER | 34.81.7.024.9024 | [7 empty] | https://drive.google.com/file/d/1b7D3wlM-Dh1jB1NzKmmnAPT9xqS1N3yu/view?usp=drive_link | https://drive.google.com/file/d/1ivNg37us3-U6EQHHQOe87-EriCYDRZ4N/view?usp=drive_link
| RELAY | THERMAL OVERLOAD | SEIMENS | 3UA5000-1K | [7 empty] | https://drive.google.com/file/d/1Q8bkbHjXqhbaU4hBSMogvRPwZQQoQUSo/view?usp=drive_link
| RELAY | INDUSTRIAL | FINDER | 46.52.9.024.0074 | [7 empty] | https://drive.google.com/file/d/1gqUgav4P_enJ1gTPjijpzy_sTUx2t8EY/view?usp=drive_link | https://drive.google.com/file/d/1M9sbILK1xNp3sphfEsbVL_jB99wBO8Ua/view?usp=drive_link
| SAFETY | BARRIER | Takex | 5102N
| SAFETY | BARRIER | Takex | 5103
| SAFETY | BARRIER | Takex | 5103N
| RELAY | INDUSTRIAL | FINDER | 56.34.9.024.0074 | [7 empty] | https://drive.google.com/file/d/1KiM_BAE-tUYpdOQu82phSlnEwqeYLSYK/view?usp=drive_link
| CURRENT TRANSFORMER | CURRENT METERING | CARLO GAVAZZI | A82-20100 |  |  | 100-150 | 4-20mA | 10-30VDC |  |  | https://drive.google.com/file/d/1EKNSNYudK9mT5Z-RJubU9kdBGyUh0oP7/view?usp=drive_link | https://drive.google.com/file/d/1Qr3NbjNrAzH0K01jQlzdukOMFTCEKTYc/view?usp=drive_link
| RELAY | CONTACTORS | CARLO GAVAZZI | CGMS-9D-24S-10 | [7 empty] | https://drive.google.com/file/d/1gqUgav4P_enJ1gTPjijpzy_sTUx2t8EY/view?usp=drive_link | https://drive.google.com/file/d/1F3pKJxU_dXvgTEuGwql_a3ClfrsKWXnH/view?usp=drive_link
| CONTROLLER | LEVEL | CARLO GAVAZZI | CLP2EA1C230 |  | Conductive |  |  | 230V |  | Cable | https://drive.google.com/file/d/1HVcTQPYxF9ymfGq7GDH1No2Rbt1CRF6_/view?usp=drive_link | https://drive.google.com/file/d/109IhDJDydG-bhunuWAlif6WLWVTy7R29/view?usp=drive_link
| CONTROLLER | LEVEL | CARLO GAVAZZI | CLP2EA1 CM24 |  | Conductive |  |  | 24 V |  | Plug | https://drive.google.com/file/d/18TtAfbzqHkDLFTs8fGy6p2PxZEUlnSXP/view?usp=drive_link | https://drive.google.com/file/d/109IhDJDydG-bhunuWAlif6WLWVTy7R29/view?usp=drive_link
| CONTROL | MULTI FUNCTION TIMER | Elko | CRM-93H/230V
| RELAY | MONITORING | CARLO GAVAZZI | DFC01DB23 |  | Frequency |  | Relay | 230V |  |  | https://drive.google.com/file/d/1BQk0h4FHid6Rvan-u2F1lTf63uOOaiYw/view?usp=drive_link | https://drive.google.com/file/d/1sXrA3m1mFwY9VklGqiC9CMgqkQqlbT1p/view?usp=drive_link
| RELAY | MONITORING | CARLO GAVAZZI | DIA01CD485A | DIN Rail | Current |  | Relay | 24-48 |  |  | https://drive.google.com/file/d/1pAhklSXCEsdWd6Nsl1wuc8SVx8FTGt_0/view?usp=drive_link | https://drive.google.com/file/d/1h1EmLBwkxo0PRT-qV7UbI_vWp3cD0AVV/view?usp=drive_link
| RELAY | MONITORING | CARLO GAVAZZI | DIA53S72420A | DIN Rail | 1 CO,Current |  | NPN/PNP |  |  |  | https://drive.google.com/file/d/1yScO-yw35NGmvsN6b4zxLxrzbiNmenWV/view?usp=drive_link | https://drive.google.com/file/d/1h1EmLBwkxo0PRT-qV7UbI_vWp3cD0AVV/view?usp=drive_link
| RELAY | MONITORING | CARLO GAVAZZI | DIA53S72420AB004 | DIN Rail | 2 CO, Current
| RELAY | MONITORING | CARLO GAVAZZI | DIA53S72450A | DIN Rail | 2 CO, Current |  | NPN/PNP | Self Powered |  |  | https://drive.google.com/file/d/1yScO-yw35NGmvsN6b4zxLxrzbiNmenWV/view?usp=drive_link | https://drive.google.com/file/d/1mLLvi7H4O3meDd7MmAKSVL0JM1QbvUBE/view?usp=drive_link
| RELAY | MONITORING | CARLO GAVAZZI | DIB01CB2310A | DIN Rail | 3 CO,Current |  | Relay | 230V |  |  | https://drive.google.com/file/d/1btAgs_6ITX8ID0oFI4D3akJQN1kWIvCj/view?usp=drive_link | https://drive.google.com/file/d/1blM8hUy7KyIP1wyiYdp2wEAgSlcgx8tX/view?usp=drive_link
| RELAY | MONITORING | CARLO GAVAZZI | DIB01CB235A | DIN Rail | 4 CO,Current |  | Relay | 230V |  |  | https://drive.google.com/file/d/1btAgs_6ITX8ID0oFI4D3akJQN1kWIvCj/view?usp=drive_link | https://drive.google.com/file/d/1blM8hUy7KyIP1wyiYdp2wEAgSlcgx8tX/view?usp=drive_link
| RELAY | MONITORING | CARLO GAVAZZI | DIB02CD48150MV | DIN Rail | 1 CO,Current | [5 empty] | https://drive.google.com/file/d/1btAgs_6ITX8ID0oFI4D3akJQN1kWIvCj/view?usp=drive_link | https://drive.google.com/file/d/1blM8hUy7KyIP1wyiYdp2wEAgSlcgx8tX/view?usp=drive_link
| RELAY | MONITORING | CARLO GAVAZZI | DPA55CM44 | DIN Rail | 3 CO,Voltage |  | Relay | 480 |  |  | https://drive.google.com/file/d/13zKrwbNoYqh2vCAzIwVCb74nuKq4srgc/view?usp=drive_link | https://drive.google.com/file/d/1_ddvA4ObbsjSXocRmhz3FBfsSRJpsrAL/view?usp=drive_link
| RELAY | MONITORING | CARLO GAVAZZI | DPB01CM23 | DIN Rail | 3 CO,Voltage |  | Relay | 480 |  |  | https://drive.google.com/file/d/1HbWvcjG1NG_UO-YAzBDnOUC78NZ8jJOE/view?usp=drive_link | https://drive.google.com/file/d/1J8ISbQVLazJai9ZHnhxCZ7h0oSVk8GsA/view?usp=drive_link
| RELAY | MONITORING | CARLO GAVAZZI | DPB01CM48 | DIN Rail | 3 CO,Voltage |  | Relay | 480 |  |  | https://drive.google.com/file/d/1HbWvcjG1NG_UO-YAzBDnOUC78NZ8jJOE/view?usp=drive_link | https://drive.google.com/file/d/1J8ISbQVLazJai9ZHnhxCZ7h0oSVk8GsA/view?usp=drive_link
| RELAY | MONITORING | CARLO GAVAZZI | DPB51CM44 | DIN Rail | 3 CO,Voltage |  | Relay | 480 |  |  | https://drive.google.com/file/d/1uBtiQfTrzDqMQ3FR6aahfH9IRWUv-6V7/view?usp=drive_link | https://drive.google.com/file/d/10VMhFN_PxbmJaMASzLx3ZDrMAsp71Pjk/view?usp=drive_link
| RELAY | MONITORING | CARLO GAVAZZI | DPC01DM48 | DIN Rail | Voltage |  | Relay | 480 |  |  | https://drive.google.com/file/d/19hjzs63-9WIixNJ-C9Bawjpu8y8ITxWs/view?usp=drive_link | https://drive.google.com/file/d/1hrui7sIdz5Vp7ZejkQvlB1qq6sHL2IpW/view?usp=drive_link
| RELAY | MONITORING | CARLO GAVAZZI | DPC01DM49400HZ | DIN Rail | 3 CO,Voltage |  | Relay | 480 |  |  | https://drive.google.com/file/d/19hjzs63-9WIixNJ-C9Bawjpu8y8ITxWs/view?usp=drive_link | https://drive.google.com/file/d/1hrui7sIdz5Vp7ZejkQvlB1qq6sHL2IpW/view?usp=drive_link
| RELAY | MONITORING | CARLO GAVAZZI | DUA52C724 | DIN Rail | 1 CO,Voltage |  | Relay | Self Powered |  |  | https://drive.google.com/file/d/1A_z6cvAYntLFbKsV8RelzpDJLE_5BuDu/view?usp=drive_link | https://drive.google.com/file/d/1NS2m-HqPZFxqB2UKah5wL4lL83Wcaw4-/view?usp=drive_link
| RELAY | MONITORING | CARLO GAVAZZI | DUB01CB23500V | DIN Rail | 1 CO,Voltage |  | Relay | 230V |  |  | https://drive.google.com/file/d/19l_TLcbyfl6h3BgQli4pBN-TN4VNzuEo/view?usp=drive_link | https://drive.google.com/file/d/1wrhRsDVp8qn0mE2KByjiN2Ni74JxaiPQ/view?usp=drive_link
| RELAY | MONITORING | CARLO GAVAZZI | DUB01CD48500V | DIN Rail | 1 CO,Voltage |  | Relay | 24-48 |  |  | https://drive.google.com/file/d/19l_TLcbyfl6h3BgQli4pBN-TN4VNzuEo/view?usp=drive_link | https://drive.google.com/file/d/1wrhRsDVp8qn0mE2KByjiN2Ni74JxaiPQ/view?usp=drive_link
| RELAY | MONITORING | CARLO GAVAZZI | DUB02CT23 | DIN Rail | 1 CO,Voltage |  | Relay | Self Powered |  |  | https://drive.google.com/file/d/19l_TLcbyfl6h3BgQli4pBN-TN4VNzuEo/view?usp=drive_link | https://drive.google.com/file/d/1D3NM4tLrnQyB-GqS4R2N1_V0pET3N6Sz/view?usp=drive_link
| OTHERS | DUPLINE | CARLO GAVAZZI | G88102201 | [7 empty] | https://drive.google.com/file/d/141HxG9hVuEtKy0Zll_ukqwF8UOWhpp_s/view?usp=drive_link | https://drive.google.com/file/d/1AG7j1RG3F4rY7On-3LXvk4eqBqiv3k9c/view?usp=drive_link
| RELAY | CONTACTORS | CARLO GAVAZZI | GDP322S120V | DIN Rail |  |  | NC |  | Contactor |  | https://drive.google.com/file/d/1ZkAAluz3aVOqgvPasAJC6kBQkaypJje4/view?usp=drive_link
| OTHERS | DUPLINE | CARLO GAVAZZI | GS38300143230 | DIN rail |  |  | NO | 230V |  |  |  | https://drive.google.com/file/d/1zdNG3xgC1d0xKkAWzRruZfa6t0wW_Vmx/view?usp=drive_link
| OTHERS | DUPLINE | CARLO GAVAZZI | GS38910125230 | DIN rail |  |  |  | 230V |  |  | https://drive.google.com/file/d/1a_xTFxStRqb-d36hgrDP-s9oyqqkNKKY/view?usp=drive_link | https://drive.google.com/file/d/11Q8JTcAjh9-Fl8EzeQUJsvaTJsTdERVy/view?usp=drive_link
| OTHERS | DUPLINE | CARLO GAVAZZI | GS38920000115 | DIN rail |  |  |  | 230V |  |  |  | https://drive.google.com/file/d/1L_IyjEolvA3oOpbUffLCZJfckDtoytrW/view?usp=drive_link
| OTHERS | DUPLINE | CARLO GAVAZZI | GS73800080 | [7 empty] | https://drive.google.com/file/d/1zKbyxWr2NAqKdFA_HZs10fvyShvwqzmE/view?usp=drive_link | https://drive.google.com/file/d/1ny6_xIvSFual_Cq12UZCpGh0lsz7oCsf/view?usp=drive_link
| OTHERS | DUPLINE | CARLO GAVAZZI | GS75102192-1 | [7 empty] | https://drive.google.com/file/d/1H2dAxmioco0BdQGLTNQh5O4_QI_EbhUF/view?usp=drive_link | https://drive.google.com/file/d/1AG7j1RG3F4rY7On-3LXvk4eqBqiv3k9c/view?usp=drive_link
| RELAY | MONITORING | Elko | HRN-43N/230V |  | Voltage |  |  | 24V-240VAC |  |  | https://drive.google.com/file/d/1YwU96bhLGqbosr6i1BUu0hwl_VUduu1u/view?usp=drive_link | https://drive.google.com/file/d/1Wauz5YwQ2TJDPt1jY2pkxq_SnKHzYVsU/view?usp=drive_link
| RELAY | SSR | LAPL | LA011F20D15DV
| RELAY | SSR | LAPL | LA011F48A25DV
| CURRENT TRANSFORMER | CURRENT METERING | CARLO GAVAZZI | MI100 |  |  | 100-150 |  |  |  |  | https://drive.google.com/file/d/19Or6GoT0-7v4KdsMRoL3mHM1Dgnug0HJ/view?usp=drive_link | https://drive.google.com/file/d/1Qr3NbjNrAzH0K01jQlzdukOMFTCEKTYc/view?usp=drive_link
| RELAY | MEMORY | Elko | MR-42/UNI | [7 empty] | https://drive.google.com/file/d/14Ts3xGyh5uodXPNBv47hOdArvg_fB3rM/view?usp=drive_link
| SAFETY | SAFETY MODULE | CARLO GAVAZZI | NA13CT | [7 empty] | https://drive.google.com/file/d/1sl-UpINJ_vclMwaXsQ-2GI2-7rHxR23c/view?usp=drive_link
| SAFETY | SAFETY MODULE | CARLO GAVAZZI | NES13DB24SA | [7 empty] | https://drive.google.com/file/d/1gvpEAkJUJjhtdsrnK61cFmTsiTPBHG6r/view?usp=drive_link
| ACCESSORIES | PUSH BUTTON | CARLO GAVAZZI | PB22SIM41G | [7 empty] | https://drive.google.com/file/d/1qReir72zltCVC4mksfhD0o6AF6SIqekb/view?usp=drive_link
| ACCESSORIES | PUSH BUTTON | CARLO GAVAZZI | PB22SM41K | [7 empty] | https://drive.google.com/file/d/1qReir72zltCVC4mksfhD0o6AF6SIqekb/view?usp=drive_link
| RELAY | Timer | CARLO GAVAZZI | PBB01DM24 | Plug -In | Timer Delay |  | Relay | 24V-240DAC |  |  | https://drive.google.com/file/d/1ZFK9lkbhTa0VSCSH9e4U-pPcx4mRg7Ym/view?usp=drive_link
| RELAY | Timer | CARLO GAVAZZI | PMB01DM24 | Plug -In | Timer Multifunction |  | Relay | 24V-240DAC |  |  | https://drive.google.com/file/d/1afV2ylkxShbad1x9pDkffqsiSRTI31FF/view?usp=drive_link
| RELAY | Timer | CARLO GAVAZZI | PMC01C024 | Plug -In | Timer Multifunction |  | Relay | 24VAC |  |  | https://drive.google.com/file/d/1afV2ylkxShbad1x9pDkffqsiSRTI31FF/view?usp=drive_link
| RELAY | Timer | Elko | PRM-92H/UNI |  | Plug in Time Delay |  | DPDT | 12-240VDC |  |  | https://drive.google.com/file/d/1E_xtr4wz8JWzLN3NuScw1NPU4HUcKSOj/view?usp=drive_link | https://drive.google.com/file/d/1lfpolclalj1-zCzmRXl_69e8MFNEoDI_/view?usp=drive_link
| RELAY | SSR | CARLO GAVAZZI | RA23110H06POS |  | 1 Pole |  |  | 230V |  |  | https://drive.google.com/file/d/1141mwGJX57GtFsamM_xyqDMs5tj5wx6L/view?usp=drive_link | https://drive.google.com/file/d/1msed4RWxFwTLSJ0pj7hibDFXN6vlur3b/view?usp=drive_link
| RELAY | SSR | CARLO GAVAZZI | RA2A23D25 |  |  |  |  | 32V |  |  | https://drive.google.com/file/d/11I9gO_c5aBFZhbXT2thWoMGw87HtYsdC/view?usp=drive_link | https://drive.google.com/file/d/1maVLKoiJljBO81RvUquFe58JyoVrqiqL/view?usp=drive_link
| RELAY | SSR | CARLO GAVAZZI | RA4025-D08L |  |  |  |  | 32V |  |  | https://drive.google.com/file/d/1kwGUDHFFkctvxej2vTmKctNd64HD7TCd/view?usp=drive_link | https://drive.google.com/file/d/1zKwUvE3R2MTtK2UwIH3V_aW4khLdCanJ/view?usp=drive_link
| RELAY | SSR | CARLO GAVAZZI | RA4025L10NCSS00 | [7 empty] | https://drive.google.com/file/d/15uy9a29ZMMfdgJw587Q_H3kZCr_tknMq/view?usp=drive_link | https://drive.google.com/file/d/1td9kgLlRONR5Pa8OpbWPcPT_wWH1Q2a5/view?usp=drive_link
| RELAY | SSR | CARLO GAVAZZI | RA4825H12PCSS18 |  | 1 Pole |  |  | 480 |  |  | https://drive.google.com/file/d/1qfBHTsTZMYM1PN3aAO17X-Uvb8VlOibR/view?usp=drive_link | https://drive.google.com/file/d/1msed4RWxFwTLSJ0pj7hibDFXN6vlur3b/view?usp=drive_link
| RELAY | SSR | CARLO GAVAZZI | RAM160D100G | [7 empty] | https://drive.google.com/file/d/1FHkPgjwgRR7XByQR3HAPsz0U72i65SQk/view?usp=drive_link
| RELAY | SSR | CARLO GAVAZZI | RAM1A60D100 |  |  |  |  | 600 |  |  | https://drive.google.com/file/d/1UYc9HBniP-7_B5xo0KWXazaEdbBp-17o/view?usp=drive_link | https://drive.google.com/file/d/1g5twJ9h6FLA0W0sXBtVbGa0BJaCVzDa_/view?usp=drive_link
| RELAY | SSR | CARLO GAVAZZI | RAM1A60D100G |  |  |  |  | 660 |  |  | https://drive.google.com/file/d/1wFZoh8M3zLx0f8V3HjTuAc0WWgtqUreA/view?usp=drive_link | https://drive.google.com/file/d/1g5twJ9h6FLA0W0sXBtVbGa0BJaCVzDa_/view?usp=drive_link
| RELAY | INDUSTRIAL | CARLO GAVAZZI | RCP11003115 |  | 3 CO |  |  | 115V |  |  | https://drive.google.com/file/d/1TNHc_sB07JIih9eH2V4przUn4vozKjoV/view?usp=drive_link
| RELAY | INDUSTRIAL | CARLO GAVAZZI | RCP1100324VAC |  | 3 CO |  |  | 24VAC
| RELAY | SSR | CARLO GAVAZZI | RE2410AA06 | [7 empty] | https://drive.google.com/file/d/1AFOEdbh8oH99g7DVAkJPuAbLBf3vk6EV/view?usp=drive_link
| RELAY | SOFT STARTER | CARLO GAVAZZI | RFPMV10 |  | Relay Module | [5 empty] | https://drive.google.com/file/d/1Ha93QnYWYKwRoaQIXQDvaXMQ483QCzvg/view?usp=drive_link
| CONTROL | RFID | Elko | RFSAI-61B
| RELAY | SSR | CARLO GAVAZZI | RGC1A23A20KKE |  | 1 CO |  |  | 230V |  |  | https://drive.google.com/file/d/1qQtH08A_cxNomkZqA_CS7r1tuMuYTU_F/view?usp=drive_link | https://drive.google.com/file/d/1gWA-kmsduo2L0Cft1iuvNjhri3NCZMVu/view?usp=drive_link
| RELAY | SSR | CARLO GAVAZZI | RGC1A23D25KKE |  | 1 CO |  |  | 230V |  |  | https://drive.google.com/file/d/1qQtH08A_cxNomkZqA_CS7r1tuMuYTU_F/view?usp=drive_link | https://drive.google.com/file/d/1gWA-kmsduo2L0Cft1iuvNjhri3NCZMVu/view?usp=drive_link
| RELAY | SSR | CARLO GAVAZZI | RGC1A60A42KGE |  | 1 CO |  |  | 660 |  |  | https://drive.google.com/file/d/1jWQOeipwlojZ3tPCdX2zNyvmdHN_16OR/view?usp=drive_link | https://drive.google.com/file/d/1gWA-kmsduo2L0Cft1iuvNjhri3NCZMVu/view?usp=drive_link
| RELAY | SSR | CARLO GAVAZZI | RGC1A60A42KGU |  | 1 CO |  |  | 660 |  |  | https://drive.google.com/file/d/1RMm1uGU9QAu-uu-MU0LsGIgd4NUls943/view?usp=drive_link | https://drive.google.com/file/d/10-V3avDN8GeQjyHr7nS1W6KnuHl6gcj-/view?usp=drive_link
| RELAY | SSR | CARLO GAVAZZI | RGC1A60A60KGE |  | 1 CO |  |  | 660 |  |  | https://drive.google.com/file/d/1TJHCX-hOkz-w4Jsw1okFXQRozvwZjUIU/view?usp=drive_link | https://drive.google.com/file/d/1gWA-kmsduo2L0Cft1iuvNjhri3NCZMVu/view?usp=drive_link
| RELAY | SSR | CARLO GAVAZZI | RGC1A60A60KGU |  | 1 CO |  |  | 660 |  |  | https://drive.google.com/file/d/1HrQ-KmbuFI-zrzS5caxqWrzauqesP_t7/view?usp=drive_link | https://drive.google.com/file/d/10-V3avDN8GeQjyHr7nS1W6KnuHl6gcj-/view?usp=drive_link
| RELAY | SSR | CARLO GAVAZZI | RGC1A60A62GGEP |  | 1 CO,Temp. Protection |  |  | 660 |  |  | https://drive.google.com/file/d/1EXffGurWEQMcSVTfdRn4PCjiu1lnAZfY/view?usp=drive_link | https://drive.google.com/file/d/1gWA-kmsduo2L0Cft1iuvNjhri3NCZMVu/view?usp=drive_link
| RELAY | SSR | CARLO GAVAZZI | RGC1A60A90GGEP |  | 2 CO,Temp. Protection |  |  | 660 |  |  |  | https://drive.google.com/file/d/1gWA-kmsduo2L0Cft1iuvNjhri3NCZMVu/view?usp=drive_link
| RELAY | SSR | CARLO GAVAZZI | RGC1A60D15KKE |  | 1 CO |  |  | 660 |  |  | https://drive.google.com/file/d/10Mo40-eF9p5ZW7KguWWcblJ62OovS7qg/view?usp=drive_link | https://drive.google.com/file/d/1gWA-kmsduo2L0Cft1iuvNjhri3NCZMVu/view?usp=drive_link
| RELAY | SSR | CARLO GAVAZZI | RGC1A60D20KGU |  | 1 CO |  |  | 660 |  |  | https://drive.google.com/file/d/1dJHimSTFoI9qSVmbQnEEGyBEheBZscgo/view?usp=drive_link | https://drive.google.com/file/d/10-V3avDN8GeQjyHr7nS1W6KnuHl6gcj-/view?usp=drive_link
| RELAY | SSR | CARLO GAVAZZI | RGC1A60D20KKE |  | 1 CO |  |  | 660 |  |  | https://drive.google.com/file/d/1sNwsb0rlP7nduEe5XgPauF3ah2FXjzox/view?usp=drive_link | https://drive.google.com/file/d/1gWA-kmsduo2L0Cft1iuvNjhri3NCZMVu/view?usp=drive_link
| RELAY | SSR | CARLO GAVAZZI | RGC1A60D25KGU |  | 1 CO |  |  | 660 |  |  | https://drive.google.com/file/d/1cdGEA-i272h7F6WpLXrbejuPpUyyNLlT/view?usp=drive_link | https://drive.google.com/file/d/10-V3avDN8GeQjyHr7nS1W6KnuHl6gcj-/view?usp=drive_link
| RELAY | SSR | CARLO GAVAZZI | RGC1A60D25KKE |  | 1 CO |  |  | 660 |  |  | https://drive.google.com/file/d/120dDp5n5QwsxjD23MH25IqPgsQlwGTv_/view?usp=drive_link | https://drive.google.com/file/d/1gWA-kmsduo2L0Cft1iuvNjhri3NCZMVu/view?usp=drive_link
| RELAY | SSR | CARLO GAVAZZI | RGC1A60D25KKEC |  | 1 CO |  |  | 660 |  |  | https://drive.google.com/file/d/120dDp5n5QwsxjD23MH25IqPgsQlwGTv_/view?usp=drive_link | https://drive.google.com/file/d/1gWA-kmsduo2L0Cft1iuvNjhri3NCZMVu/view?usp=drive_link
| RELAY | SSR | CARLO GAVAZZI | RGC1A60D30GKEP |  | 3 CO,Temp. Protection |  |  | 660 | Screw Terminals |  | https://drive.google.com/file/d/120Z-5b9ok085s_n0HRW2LhkcBvdbwRzX/view?usp=drive_link | https://drive.google.com/file/d/1gWA-kmsduo2L0Cft1iuvNjhri3NCZMVu/view?usp=drive_link
| RELAY | SSR | CARLO GAVAZZI | RGC1A60D30KKE |  | 3 CO,Temp. Protection |  |  | 660 | Screw Terminals |  | https://drive.google.com/file/d/120Z-5b9ok085s_n0HRW2LhkcBvdbwRzX/view?usp=drive_link | https://drive.google.com/file/d/1gWA-kmsduo2L0Cft1iuvNjhri3NCZMVu/view?usp=drive_link
| RELAY | SSR | CARLO GAVAZZI | RGC1A60D40KGE |  | 1 CO |  |  | 660 |  |  | https://drive.google.com/file/d/1CvMazPjNWnymkSLExdQNnoo921E54rY-/view?usp=drive_link | https://drive.google.com/file/d/1gWA-kmsduo2L0Cft1iuvNjhri3NCZMVu/view?usp=drive_link
| RELAY | SSR | CARLO GAVAZZI | RGC1A60D40KGU |  | 1 CO |  |  | 660 |  |  | https://drive.google.com/file/d/17HayWZPYJR72AjGWZXOrhiAAE7qTpJpf/view?usp=drive_link | https://drive.google.com/file/d/10-V3avDN8GeQjyHr7nS1W6KnuHl6gcj-/view?usp=drive_link
| RELAY | SSR | CARLO GAVAZZI | RGC1A60D42KGE |  | 1 CO |  |  | 660 |  |  | https://drive.google.com/file/d/1etAJAn45a3tLiVczZLu94PohQ9hNyt_S/view?usp=drive_link | https://drive.google.com/file/d/1gWA-kmsduo2L0Cft1iuvNjhri3NCZMVu/view?usp=drive_link
| RELAY | SSR | CARLO GAVAZZI | RGC1A60D42KGU |  | 1 CO |  |  | 660 |  |  | https://drive.google.com/file/d/1eH3HuT7Le2IliLSbo5bJlyK_op3CqZFA/view?usp=drive_link | https://drive.google.com/file/d/10-V3avDN8GeQjyHr7nS1W6KnuHl6gcj-/view?usp=drive_link
| RELAY | SSR | CARLO GAVAZZI | RGC1A60D60KGE |  | 1 CO |  |  | 660 |  |  | https://drive.google.com/file/d/17Y6D1qVbWVKiROYFiZH_xeOTQ9K-i2rq/view?usp=drive_link | https://drive.google.com/file/d/1gWA-kmsduo2L0Cft1iuvNjhri3NCZMVu/view?usp=drive_link
| RELAY | SSR | CARLO GAVAZZI | RGC1A60D62KGE |  | 1 CO |  |  | 660 |  |  | https://drive.google.com/file/d/17Y6D1qVbWVKiROYFiZH_xeOTQ9K-i2rq/view?usp=drive_link | https://drive.google.com/file/d/1gWA-kmsduo2L0Cft1iuvNjhri3NCZMVu/view?usp=drive_link
| RELAY | SSR | CARLO GAVAZZI | RGC1A60D92GGEP |  | 1 Pole,Temp. Protection |  |  | 660 |  |  | https://drive.google.com/file/d/1Ps7N-8itF3VT8Kvkii7kHeutBXApD2Sh/view?usp=drive_link | https://drive.google.com/file/d/1gWA-kmsduo2L0Cft1iuvNjhri3NCZMVu/view?usp=drive_link
| RELAY | SSR | CARLO GAVAZZI | RGC1P48AA42ET |  | 1 CO |  |  | 660 |  |  | https://drive.google.com/file/d/1sH-Fx0PiOKFtyLp1HLjtWto__v8JwtWy/view?usp=drive_link | https://drive.google.com/file/d/1gWA-kmsduo2L0Cft1iuvNjhri3NCZMVu/view?usp=drive_link
| RELAY | SSR | CARLO GAVAZZI | RGC1P48V12ED |  | 1 CO |  |  | 660 |  |  | https://drive.google.com/file/d/1sH-Fx0PiOKFtyLp1HLjtWto__v8JwtWy/view?usp=drive_link | https://drive.google.com/file/d/1gWA-kmsduo2L0Cft1iuvNjhri3NCZMVu/view?usp=drive_link
| RELAY | SSR | CARLO GAVAZZI | RGC1S60D41GGEP |  | 1 CO,Temp. Protection |  |  | 660 |  |  | https://drive.google.com/file/d/1dnapDkDvTcYEFYKgdjtlU3T7ogk0-Pjv/view?usp=drive_link | https://drive.google.com/file/d/16-n5TAVbkm3hhgrrCGsQOy_IlU9blGxn/view?usp=drive_link
| RELAY | SSR | CARLO GAVAZZI | RGC1S60D41GGUP |  | 1 CO,Temp. Protection |  |  | 660 |  |  | https://drive.google.com/file/d/1dnapDkDvTcYEFYKgdjtlU3T7ogk0-Pjv/view?usp=drive_link | https://drive.google.com/file/d/16-n5TAVbkm3hhgrrCGsQOy_IlU9blGxn/view?usp=drive_link
| RELAY | SSR | CARLO GAVAZZI | RGC2A60D25KKE |  | 2 CO |  |  | 600 | Screw Terminals |  | https://drive.google.com/file/d/1AxqpMHFVTZRSOZ3ZwZNsG-xA7QxhrJ2f/view?usp=drive_link | https://drive.google.com/file/d/1fcq_36ACIo4g5mcrnhB3sDQuN97h4Fhc/view?usp=drive_link
| RELAY | SSR | CARLO GAVAZZI | RGC2A60D75GGEDF |  | 2 CO,Temp. Protection |  |  | 600 |  |  | https://drive.google.com/file/d/1X-O7AdLcHLVAQ3y7SxDcRC-NcCBdkEM6/view?usp=drive_link | https://drive.google.com/file/d/1fcq_36ACIo4g5mcrnhB3sDQuN97h4Fhc/view?usp=drive_link
| RELAY | SSR | CARLO GAVAZZI | RGC2A60D75GGEDFP85 |  | 2 CO |  |  | 600 |  |  | https://drive.google.com/file/d/1PON4a9CX8KMJCWZRfKwI8x38T5eplj2a/view?usp=drive_link | https://drive.google.com/file/d/1fcq_36ACIo4g5mcrnhB3sDQuN97h4Fhc/view?usp=drive_link
| RELAY | SSR | CARLO GAVAZZI | RGC2P60V25C1DM |  | 2 CO |  |  | 600 |  |  | https://drive.google.com/file/d/1AxqpMHFVTZRSOZ3ZwZNsG-xA7QxhrJ2f/view?usp=drive_link | https://drive.google.com/file/d/1fcq_36ACIo4g5mcrnhB3sDQuN97h4Fhc/view?usp=drive_link
| RELAY | SSR | CARLO GAVAZZI | RGC3A60A40GGEAF |  | 3 CO |  |  | 600 |  |  | https://drive.google.com/file/d/1AxqpMHFVTZRSOZ3ZwZNsG-xA7QxhrJ2f/view?usp=drive_link | https://drive.google.com/file/d/1fcq_36ACIo4g5mcrnhB3sDQuN97h4Fhc/view?usp=drive_link
| RELAY | SSR | CARLO GAVAZZI | RGC3A60A65GGEAFM |  | 3 CO |  |  | 600 |  |  | https://drive.google.com/file/d/1AxqpMHFVTZRSOZ3ZwZNsG-xA7QxhrJ2f/view?usp=drive_link | https://drive.google.com/file/d/1fcq_36ACIo4g5mcrnhB3sDQuN97h4Fhc/view?usp=drive_link
| RELAY | SSR | CARLO GAVAZZI | RGC3A60D20GKEDM |  | 3 CO |  |  | 600 | Screw Terminals |  | https://drive.google.com/file/d/1AxqpMHFVTZRSOZ3ZwZNsG-xA7QxhrJ2f/view?usp=drive_link | https://drive.google.com/file/d/1fcq_36ACIo4g5mcrnhB3sDQuN97h4Fhc/view?usp=drive_link
| RELAY | SSR | CARLO GAVAZZI | RGC3A60D20KKE |  | 3 CO |  |  | 600 | Screw Terminals |  | https://drive.google.com/file/d/1AxqpMHFVTZRSOZ3ZwZNsG-xA7QxhrJ2f/view?usp=drive_link | https://drive.google.com/file/d/1fcq_36ACIo4g5mcrnhB3sDQuN97h4Fhc/view?usp=drive_link
| RELAY | SSR | CARLO GAVAZZI | RGC3A60D40GGEDF |  | 3 CO |  |  | 600 |  |  | https://drive.google.com/file/d/1AxqpMHFVTZRSOZ3ZwZNsG-xA7QxhrJ2f/view?usp=drive_link | https://drive.google.com/file/d/1fcq_36ACIo4g5mcrnhB3sDQuN97h4Fhc/view?usp=drive_link
| RELAY | SSR | CARLO GAVAZZI | RGC3A60D65GGEDF |  | 3 CO |  |  | 600 |  |  | https://drive.google.com/file/d/1AxqpMHFVTZRSOZ3ZwZNsG-xA7QxhrJ2f/view?usp=drive_link | https://drive.google.com/file/d/1fcq_36ACIo4g5mcrnhB3sDQuN97h4Fhc/view?usp=drive_link
| RELAY | SSR | CARLO GAVAZZI | RGC3P60I20EDP |  | 3 Pole,Temp. Protection |  |  | 600 |  |  | https://drive.google.com/file/d/1AxqpMHFVTZRSOZ3ZwZNsG-xA7QxhrJ2f/view?usp=drive_link | https://drive.google.com/file/d/1fcq_36ACIo4g5mcrnhB3sDQuN97h4Fhc/view?usp=drive_link
| RELAY | SSR | CARLO GAVAZZI | RGC3P60I30EDP |  | 3 Pole,Temp. Protection |  |  | 600 |  |  | https://drive.google.com/file/d/1AxqpMHFVTZRSOZ3ZwZNsG-xA7QxhrJ2f/view?usp=drive_link | https://drive.google.com/file/d/1fcq_36ACIo4g5mcrnhB3sDQuN97h4Fhc/view?usp=drive_link
| RELAY | SSR | CARLO GAVAZZI | RGC3P60I65EAFP |  | 3 CO |  |  | 600 |  |  | https://drive.google.com/file/d/1AxqpMHFVTZRSOZ3ZwZNsG-xA7QxhrJ2f/view?usp=drive_link
| RELAY | SSR | CARLO GAVAZZI | RGC3P60I65EDFP |  | 3 CO |  |  | 600 |  |  | https://drive.google.com/file/d/1AxqpMHFVTZRSOZ3ZwZNsG-xA7QxhrJ2f/view?usp=drive_link | https://drive.google.com/file/d/1fcq_36ACIo4g5mcrnhB3sDQuN97h4Fhc/view?usp=drive_link
| RELAY | SSR | CARLO GAVAZZI | RGC3P60V30C1DM |  | 3 CO |  |  | 600 |  |  | https://drive.google.com/file/d/117OmTyu_UGJJqLclvf8Emx-2UkT7jPvl/view?usp=drive_link | https://drive.google.com/file/d/1fcq_36ACIo4g5mcrnhB3sDQuN97h4Fhc/view?usp=drive_link
| RELAY | SSR | CARLO GAVAZZI | RGCM3A60D15GKE |  | 3 CO |  |  | 600 | Screw Terminals |  | https://drive.google.com/file/d/1K8OXBZAtQM8bAEVAMiuJUVYKIIapOpyd/view?usp=drive_link | https://drive.google.com/file/d/1fcq_36ACIo4g5mcrnhB3sDQuN97h4Fhc/view?usp=drive_link
| RELAY | SSR | CARLO GAVAZZI | RGH1A60D31KKE |  | 1 CO |  |  | 600 | Screw Terminals |  | https://drive.google.com/file/d/1T_AcVSt9B-Z58X_uc_UOYV-z-qfUEkA6/view?usp=drive_link | https://drive.google.com/file/d/1DL-wcPrtqZeG-9ZGKAPgY5ui7c2EAM2e/view?usp=drive_link
| RELAY | SSR | CARLO GAVAZZI | RGS1A23D25KKE |  | 1 CO |  |  | 264 | Screw Terminals |  | https://drive.google.com/file/d/1T_AcVSt9B-Z58X_uc_UOYV-z-qfUEkA6/view?usp=drive_link | https://drive.google.com/file/d/1DL-wcPrtqZeG-9ZGKAPgY5ui7c2EAM2e/view?usp=drive_link
| RELAY | SSR | CARLO GAVAZZI | RGS1A60D50KKE |  | 1 CO |  |  | 600 | Screw Terminals |  | https://drive.google.com/file/d/1T_AcVSt9B-Z58X_uc_UOYV-z-qfUEkA6/view?usp=drive_link | https://drive.google.com/file/d/1DL-wcPrtqZeG-9ZGKAPgY5ui7c2EAM2e/view?usp=drive_link
| RELAY | SSR | CARLO GAVAZZI | RGS1A60D50MKE |  | 1 CO |  |  | 600 | Screw Terminals |  | https://drive.google.com/file/d/1s6pZj9yqYWOhZMTAZj0DFOEGY51grXF-/view?usp=drive_link | https://drive.google.com/file/d/1mIdVgGrA4E5RSn3GowGpnzfmv1F_DTu_/view?usp=drive_link
| RELAY | SSR | CARLO GAVAZZI | RGS1A60D90KKE |  | 1 CO |  |  | 600 | Screw Terminals |  | https://drive.google.com/file/d/1wJ6MdEhL-F-3MqcPdcuFP_lXefI9kHo5/view?usp=drive_link | https://drive.google.com/file/d/1mIdVgGrA4E5RSn3GowGpnzfmv1F_DTu_/view?usp=drive_link
| RELAY | SOFT STARTER | CARLO GAVAZZI | RGTS24120GV00 |  | 1 Phase | [5 empty] | https://drive.google.com/file/d/1UnUZBC7q6HBybwihwa4FejE65iqmbZPE/view?usp=drive_link | https://drive.google.com/file/d/15stkAms1HVETN6O8JI8rB8Yml198TjyV/view?usp=drive_link
| RELAY | HEAT SINK | CARLO GAVAZZI | RHS00 | [7 empty] | https://drive.google.com/file/d/18OL8Kt24w0r47zYufuVxn9uIfMPAdpGg/view?usp=drive_link
| RELAY | HEAT SINK | CARLO GAVAZZI | RHS100 | [7 empty] | https://drive.google.com/file/d/1iiikSJLElC4zumlfx4kGKx8PmbrSL-be/view?usp=drive_link | https://drive.google.com/file/d/1FOEcYEzXiNj22bjFCPCDbmkESyzmqr3Y/view?usp=drive_link
| RELAY | HEAT SINK | CARLO GAVAZZI | RHS301 | [7 empty] | https://drive.google.com/file/d/1iiikSJLElC4zumlfx4kGKx8PmbrSL-be/view?usp=drive_link | https://drive.google.com/file/d/1AQ-t0DbOqHHZINLN5dJmnwvfOURuyac3/view?usp=drive_link
| RELAY | HEAT SINK | CARLO GAVAZZI | RHS45B | [7 empty] | https://drive.google.com/file/d/1dAaXc2O2xmjdPJTOK7Eqs0iPQuDeD8OQ/view?usp=drive_link | https://drive.google.com/file/d/1LEpNuCHiPXNNdTXZBnevGd9tc9sbrqX5/view?usp=drive_link
| RELAY | HEAT SINK | CARLO GAVAZZI | RHS703 | [7 empty] | https://drive.google.com/file/d/1_qe0r6A1WZMKiXrlcRkSAV_N-S5fwGbw/view?usp=drive_link | https://drive.google.com/file/d/1-C47PSblg5kiS8EcHG4p7ltSleXDbttA/view?usp=drive_link
| RELAY | HEAT SINK | CARLO GAVAZZI | RHS90A | [7 empty] | https://drive.google.com/file/d/1NyGfrdeIxi-afnECjBqI59-czUrfU_kR/view?usp=drive_link | https://drive.google.com/file/d/1l3J-_olvDDzkaijoXxFAmev1L2dLhtmL/view?usp=drive_link
| RELAY | SSR | CARLO GAVAZZI | RK2A60D50P |  |  |  |  | 600 |  |  | https://drive.google.com/file/d/1Gt_pJ4lOtHvcRie5lXiDqfrlva-g5N-7/view?usp=drive_link | https://drive.google.com/file/d/1PgCC5Vy0-FvLzGYc69k8cw0H46lx7d0g/view?usp=drive_link
| RELAY | SSR | CARLO GAVAZZI | RM1A23A50 |  | 1 CO |  |  | 230V |  |  | https://drive.google.com/file/d/1JbbuE5KyhA7a9ucHN431W9jsguZKad1s/view?usp=drive_link | https://drive.google.com/file/d/1g5twJ9h6FLA0W0sXBtVbGa0BJaCVzDa_/view?usp=drive_link
| RELAY | SSR | CARLO GAVAZZI | RM1A23A75 |  | 1 CO |  |  | 230V |  |  | https://drive.google.com/file/d/1JbbuE5KyhA7a9ucHN431W9jsguZKad1s/view?usp=drive_link | https://drive.google.com/file/d/1g5twJ9h6FLA0W0sXBtVbGa0BJaCVzDa_/view?usp=drive_link
| RELAY | SSR | CARLO GAVAZZI | RM1A23D25 |  | 1 CO |  |  | 230V |  |  | https://drive.google.com/file/d/1JbbuE5KyhA7a9ucHN431W9jsguZKad1s/view?usp=drive_link | https://drive.google.com/file/d/1g5twJ9h6FLA0W0sXBtVbGa0BJaCVzDa_/view?usp=drive_link
| RELAY | SSR | CARLO GAVAZZI | RM1A23D50 |  | 1 CO |  |  | 230V |  |  | https://drive.google.com/file/d/1JbbuE5KyhA7a9ucHN431W9jsguZKad1s/view?usp=drive_link | https://drive.google.com/file/d/1g5twJ9h6FLA0W0sXBtVbGa0BJaCVzDa_/view?usp=drive_link
| RELAY | SSR | CARLO GAVAZZI | RM1A40A25 |  | 1 CO |  |  | 40 |  |  | https://drive.google.com/file/d/1CjBd2973j4X71RroshcAIsi4ZWHYNwTm/view?usp=drive_link | https://drive.google.com/file/d/1g5twJ9h6FLA0W0sXBtVbGa0BJaCVzDa_/view?usp=drive_link
| RELAY | SSR | CARLO GAVAZZI | RM1A40D50 |  | 1 CO |  |  | 50 |  |  | https://drive.google.com/file/d/1CjBd2973j4X71RroshcAIsi4ZWHYNwTm/view?usp=drive_link | https://drive.google.com/file/d/1g5twJ9h6FLA0W0sXBtVbGa0BJaCVzDa_/view?usp=drive_link
| RELAY | SSR | CARLO GAVAZZI | RM1A48A100 |  | 1 CO |  |  | 480 |  |  | https://drive.google.com/file/d/1CjBd2973j4X71RroshcAIsi4ZWHYNwTm/view?usp=drive_link | https://drive.google.com/file/d/1g5twJ9h6FLA0W0sXBtVbGa0BJaCVzDa_/view?usp=drive_link
| RELAY | SSR | CARLO GAVAZZI | RM1A48A25 |  | 1 CO |  |  | 480 |  |  | https://drive.google.com/file/d/1CjBd2973j4X71RroshcAIsi4ZWHYNwTm/view?usp=drive_link | https://drive.google.com/file/d/1g5twJ9h6FLA0W0sXBtVbGa0BJaCVzDa_/view?usp=drive_link
| RELAY | SSR | CARLO GAVAZZI | RM1A48A50 |  | 1 CO |  |  | 480 |  |  | https://drive.google.com/file/d/1CjBd2973j4X71RroshcAIsi4ZWHYNwTm/view?usp=drive_link | https://drive.google.com/file/d/1g5twJ9h6FLA0W0sXBtVbGa0BJaCVzDa_/view?usp=drive_link
| RELAY | SSR | CARLO GAVAZZI | RM1A48D100 |  | 1 CO |  |  | 480 |  |  | https://drive.google.com/file/d/1CjBd2973j4X71RroshcAIsi4ZWHYNwTm/view?usp=drive_link | https://drive.google.com/file/d/1g5twJ9h6FLA0W0sXBtVbGa0BJaCVzDa_/view?usp=drive_link
| RELAY | SSR | CARLO GAVAZZI | RM1A48D50 |  | 1 CO |  |  | 480 |  |  | https://drive.google.com/file/d/10_q2TSX0DSDD4KWh7n6h9hDMW2g-ZW1i/view?usp=drive_link | https://drive.google.com/file/d/1g5twJ9h6FLA0W0sXBtVbGa0BJaCVzDa_/view?usp=drive_link
| RELAY | SSR | CARLO GAVAZZI | RM1A48D50S18 |  | 1 CO |  |  | 480 |  |  | https://drive.google.com/file/d/10_q2TSX0DSDD4KWh7n6h9hDMW2g-ZW1i/view?usp=drive_link | https://drive.google.com/file/d/1PgCC5Vy0-FvLzGYc69k8cw0H46lx7d0g/view?usp=drive_link
| RELAY | SSR | CARLO GAVAZZI | RM1A48D75 |  | 1 CO |  |  | 480 |  |  | https://drive.google.com/file/d/10_q2TSX0DSDD4KWh7n6h9hDMW2g-ZW1i/view?usp=drive_link | https://drive.google.com/file/d/1PgCC5Vy0-FvLzGYc69k8cw0H46lx7d0g/view?usp=drive_link
| RELAY | SSR | CARLO GAVAZZI | RM1A48D75LP40 |  | 1 CO |  |  | 480 |  |  | https://drive.google.com/file/d/10_q2TSX0DSDD4KWh7n6h9hDMW2g-ZW1i/view?usp=drive_link | https://drive.google.com/file/d/1PgCC5Vy0-FvLzGYc69k8cw0H46lx7d0g/view?usp=drive_link
| RELAY | SSR | CARLO GAVAZZI | RM1A60D50 |  | 1 CO |  |  | 480 |  |  | https://drive.google.com/file/d/10_q2TSX0DSDD4KWh7n6h9hDMW2g-ZW1i/view?usp=drive_link | https://drive.google.com/file/d/1PgCC5Vy0-FvLzGYc69k8cw0H46lx7d0g/view?usp=drive_link
| RELAY | SSR | CARLO GAVAZZI | RM1A60D75 |  | 1 CO |  |  | 480 |  |  | https://drive.google.com/file/d/10_q2TSX0DSDD4KWh7n6h9hDMW2g-ZW1i/view?usp=drive_link | https://drive.google.com/file/d/1PgCC5Vy0-FvLzGYc69k8cw0H46lx7d0g/view?usp=drive_link
| RELAY | SSR | CARLO GAVAZZI | RM1C40D50 |  | 1 CO |  |  | 480 |  |  | https://drive.google.com/file/d/10_q2TSX0DSDD4KWh7n6h9hDMW2g-ZW1i/view?usp=drive_link | https://drive.google.com/file/d/1mRCsI7Q19qkQ9PpeKaE3hSvOxNtUYHx3/view?usp=drive_link
| RELAY | SSR | CARLO GAVAZZI | RM1D060D100 |  | 1 CO |  |  | 480 |  |  | https://drive.google.com/file/d/1NvKy503Xb9JD9yd9F8DSkFpGfEIKsXr7/view?usp=drive_link | https://drive.google.com/file/d/1mRCsI7Q19qkQ9PpeKaE3hSvOxNtUYHx3/view?usp=drive_link
| RELAY | SSR | CARLO GAVAZZI | RM1E23AA25 |  | 1 CO |  |  | 480 |  |  | https://drive.google.com/file/d/10_q2TSX0DSDD4KWh7n6h9hDMW2g-ZW1i/view?usp=drive_link | https://drive.google.com/file/d/1mRCsI7Q19qkQ9PpeKaE3hSvOxNtUYHx3/view?usp=drive_link
| RELAY | SSR | CARLO GAVAZZI | RM1E40AA25 |  | 1 CO |  |  | 480 |  |  | https://drive.google.com/file/d/10_q2TSX0DSDD4KWh7n6h9hDMW2g-ZW1i/view?usp=drive_link | https://drive.google.com/file/d/17T6hmUmuj1-5pnyhSi_sDjbsG9XurN0M/view?usp=drive_link
| RELAY | SSR | CARLO GAVAZZI | RM1E48AA25 |  | 1 CO |  |  | 480 |  |  | https://drive.google.com/file/d/10_q2TSX0DSDD4KWh7n6h9hDMW2g-ZW1i/view?usp=drive_link | https://drive.google.com/file/d/17T6hmUmuj1-5pnyhSi_sDjbsG9XurN0M/view?usp=drive_link
| RELAY | SSR | CARLO GAVAZZI | RM1E48AA50 |  | 1 CO |  |  | 480 |  |  | https://drive.google.com/file/d/10_q2TSX0DSDD4KWh7n6h9hDMW2g-ZW1i/view?usp=drive_link | https://drive.google.com/file/d/17T6hmUmuj1-5pnyhSi_sDjbsG9XurN0M/view?usp=drive_link
| RELAY | MONITORING | SCHNEIDER ELECTRIC | RM22TR31
| RELAY | INDUSTRIAL | CARLO GAVAZZI | RMIA210115/120VAC |  | 2 CO |  |  | 120 |  |  | https://drive.google.com/file/d/1TNHc_sB07JIih9eH2V4przUn4vozKjoV/view?usp=drive_link | https://drive.google.com/file/d/1FvZyx8Q8fhUrm14cMPn8ebE6xNhCe87u/view?usp=drive_link
| RELAY | INDUSTRIAL | CARLO GAVAZZI | RMIA210230VAC |  | 2 CO |  |  | 230V |  |  | https://drive.google.com/file/d/1TNHc_sB07JIih9eH2V4przUn4vozKjoV/view?usp=drive_link | https://drive.google.com/file/d/1FvZyx8Q8fhUrm14cMPn8ebE6xNhCe87u/view?usp=drive_link
| RELAY | INDUSTRIAL | CARLO GAVAZZI | RMIA21024VDC |  | 2 CO |  |  | 24VAC |  |  | https://drive.google.com/file/d/1TNHc_sB07JIih9eH2V4przUn4vozKjoV/view?usp=drive_link | https://drive.google.com/file/d/1FvZyx8Q8fhUrm14cMPn8ebE6xNhCe87u/view?usp=drive_link
| RELAY | INDUSTRIAL | CARLO GAVAZZI | RMIA45115/120VAC |  | 4 CO |  |  | 120V |  |  | https://drive.google.com/file/d/1TNHc_sB07JIih9eH2V4przUn4vozKjoV/view?usp=drive_link
| RELAY | INDUSTRIAL | CARLO GAVAZZI | RMIA45115VAC |  | 4 CO |  |  | 115V |  |  | https://drive.google.com/file/d/1TNHc_sB07JIih9eH2V4przUn4vozKjoV/view?usp=drive_link
| RELAY | INDUSTRIAL | CARLO GAVAZZI | RMIA45230VAC |  | 4 CO |  |  | 230V |  |  | https://drive.google.com/file/d/1TNHc_sB07JIih9eH2V4przUn4vozKjoV/view?usp=drive_link | https://drive.google.com/file/d/1FvZyx8Q8fhUrm14cMPn8ebE6xNhCe87u/view?usp=drive_link
| RELAY | INDUSTRIAL | CARLO GAVAZZI | RMIA4524VAC |  | 4 CO |  |  | 24VAC |  |  | https://drive.google.com/file/d/1TNHc_sB07JIih9eH2V4przUn4vozKjoV/view?usp=drive_link | https://drive.google.com/file/d/1FvZyx8Q8fhUrm14cMPn8ebE6xNhCe87u/view?usp=drive_link
| RELAY | INDUSTRIAL | CARLO GAVAZZI | RMIA4524VDC |  | 4 CO |  |  | 24VAC |  |  | https://drive.google.com/file/d/1TNHc_sB07JIih9eH2V4przUn4vozKjoV/view?usp=drive_link | https://drive.google.com/file/d/1FvZyx8Q8fhUrm14cMPn8ebE6xNhCe87u/view?usp=drive_link
| RELAY | SSR | CARLO GAVAZZI | RP1A23D3 |  | 1 CO |  |  | 230V |  | Plastic | https://drive.google.com/file/d/1Bgg5rhlDFJxU8jf4hW6Uw_UvEPEAZ0QI/view?usp=drive_link | https://drive.google.com/file/d/1E0W_Tj5iU9EiFsAp2hxb7o9rqovdzwDw/view?usp=drive_link
| RELAY | SSR | CARLO GAVAZZI | RP1A23D5M1 |  | 1 CO |  |  | 230V |  | Plastic | https://drive.google.com/file/d/1fEiWoWNSqz9L5XF0HSLdcSRl2x8IleLN/view?usp=drive_link | https://drive.google.com/file/d/1E0W_Tj5iU9EiFsAp2hxb7o9rqovdzwDw/view?usp=drive_link
| RELAY | SSR | CARLO GAVAZZI | RP1A40D5 |  | 1 CO |  |  | 400 |  | Plastic | https://drive.google.com/file/d/1KMjNvlUn0Ie_kJQq8HZbtwlGhHxqatXr/view?usp=drive_link | https://drive.google.com/file/d/1E0W_Tj5iU9EiFsAp2hxb7o9rqovdzwDw/view?usp=drive_link
| RELAY | SSR | CARLO GAVAZZI | RP1A48D3 |  | 1 CO |  |  | 480 |  | Plastic | https://drive.google.com/file/d/1KMjNvlUn0Ie_kJQq8HZbtwlGhHxqatXr/view?usp=drive_link | https://drive.google.com/file/d/1E0W_Tj5iU9EiFsAp2hxb7o9rqovdzwDw/view?usp=drive_link
| RELAY | SSR | CARLO GAVAZZI | RP1D060D4 |  | 1 CO |  |  | 60 |  | Plastic | https://drive.google.com/file/d/1KMjNvlUn0Ie_kJQq8HZbtwlGhHxqatXr/view?usp=drive_link | https://drive.google.com/file/d/1E0W_Tj5iU9EiFsAp2hxb7o9rqovdzwDw/view?usp=drive_link
| RELAY | INDUSTRIAL | CARLO GAVAZZI | RPYS002024DLT |  | 2 CO |  |  | 24VAC |  | Plastic | https://drive.google.com/file/d/1ibBeGqv5Jsc8xbF376pVQqHGxfKnd7Qs/view?usp=drive_link | https://drive.google.com/file/d/1gNnMyFjcUbpzp-DGH6ovavSFGdbvkodk/view?usp=drive_link
| RELAY | SSR | CARLO GAVAZZI | RR2A40D400 |  | Motor Reversing |  |  | 400 |  |  | https://drive.google.com/file/d/1hmigM4T7aYWBpVB8AT69EXaPevtKwM9L/view?usp=drive_link | https://drive.google.com/file/d/1E0W_Tj5iU9EiFsAp2hxb7o9rqovdzwDw/view?usp=drive_link
| RELAY | SSR | CARLO GAVAZZI | RS1A23A2-25 |  | 1 CO |  |  | 30V |  |  | https://drive.google.com/file/d/1RM9WSSLfeTu0TAQ9CHgt-1lXq87evuQU/view?usp=drive_link | https://drive.google.com/file/d/1PDPw-OUmRK-23Z-gwF6C_vFCWwcflPQ9/view?usp=drive_link
| RELAY | SSR | CARLO GAVAZZI | RS1A23A2-40 |  | 1 CO |  |  | 400 |  |  | https://drive.google.com/file/d/1RM9WSSLfeTu0TAQ9CHgt-1lXq87evuQU/view?usp=drive_link
| RELAY | SSR | CARLO GAVAZZI | RS1A23D40 |  | 1 CO |  |  | 230V |  |  | https://drive.google.com/file/d/1RM9WSSLfeTu0TAQ9CHgt-1lXq87evuQU/view?usp=drive_link | https://drive.google.com/file/d/1PDPw-OUmRK-23Z-gwF6C_vFCWwcflPQ9/view?usp=drive_link
| RELAY | SSR | CARLO GAVAZZI | RS1A40A240 |  | 1 CO |  |  | 400 |  |  | https://drive.google.com/file/d/1rIASh3KJ9br4jxL-HbOb2JpnqRz23iHD/view?usp=drive_link
| RELAY | SSR | CARLO GAVAZZI | RS1A40D25 |  | 1 CO |  |  | 400 |  |  | https://drive.google.com/file/d/1rIASh3KJ9br4jxL-HbOb2JpnqRz23iHD/view?usp=drive_link | https://drive.google.com/file/d/1PDPw-OUmRK-23Z-gwF6C_vFCWwcflPQ9/view?usp=drive_link
| RELAY | SSR | CARLO GAVAZZI | RS1A40D25EB |  | 1 CO |  |  | 400 |  |  | https://drive.google.com/file/d/1rIASh3KJ9br4jxL-HbOb2JpnqRz23iHD/view?usp=drive_link | https://drive.google.com/file/d/1PDPw-OUmRK-23Z-gwF6C_vFCWwcflPQ9/view?usp=drive_link
| RELAY | SSR | CARLO GAVAZZI | RS1A48D10 |  | 1 CO |  |  | 528 |  |  | https://drive.google.com/file/d/1Wnq98kOgERnFAUGEgx45c6yksbidRjxv/view?usp=drive_link | https://drive.google.com/file/d/1PDPw-OUmRK-23Z-gwF6C_vFCWwcflPQ9/view?usp=drive_link
| RELAY | SSR | CARLO GAVAZZI | RS1A48D100E |  | 1 CO |  |  | 528 |  |  | https://drive.google.com/file/d/1Wnq98kOgERnFAUGEgx45c6yksbidRjxv/view?usp=drive_link | https://drive.google.com/file/d/1PDPw-OUmRK-23Z-gwF6C_vFCWwcflPQ9/view?usp=drive_link
| RELAY | SSR | CARLO GAVAZZI | RS1A48D40 |  | 1 CO |  |  | 528 |  |  | https://drive.google.com/file/d/1RM9WSSLfeTu0TAQ9CHgt-1lXq87evuQU/view?usp=drive_link | https://drive.google.com/file/d/1PDPw-OUmRK-23Z-gwF6C_vFCWwcflPQ9/view?usp=drive_link
| RELAY | SSR | CARLO GAVAZZI | RS1A48D80E |  | 1 CO |  |  | 528 |  |  | https://drive.google.com/file/d/1Wnq98kOgERnFAUGEgx45c6yksbidRjxv/view?usp=drive_link | https://drive.google.com/file/d/1esgxrId3u3B4EduYRz0-XL4iCWmPwjoX/view?usp=drive_link
| RELAY | SOFT STARTER | CARLO GAVAZZI | RSBT4032EVC1HP |  | 3 CO |  |  | 528 | Soft Starter |  | https://drive.google.com/file/d/10IZVfvo7HCJPGpzSyF9XQdShc_Zf3Woe/view?usp=drive_link | https://drive.google.com/file/d/1VN3Bn8uI61CGQNEAmsg5HoSjm6yNTrhb/view?usp=drive_link
| RELAY | SOFT STARTER | CARLO GAVAZZI | RSC-AAM60 |  | 3 CO |  |  | 600 | Analog Power Controller |  | https://drive.google.com/file/d/1-1jC4iIulGh8UkyUoxeoJCHHsCFooIlF/view?usp=drive_link | https://drive.google.com/file/d/1w28RjLGTW8-lxRWcqfm1gXa7fh_wraH7/view?usp=drive_link
| RELAY | SOFT STARTER | CARLO GAVAZZI | RSGD4012E0VD210 |  | 3 CO |  |  | 400 | Soft Starter |  | https://drive.google.com/file/d/1AZRVbwCD4ydsB_28s6OjRkvVyWzodX9p/view?usp=drive_link | https://drive.google.com/file/d/1f29E5vRrZvThLCfbfP5B3Gxupp2oMfSj/view?usp=drive_link
| RELAY | SOFT STARTER | CARLO GAVAZZI | RSO4850 |  | 3 CO |  |  | 480 | Analog Power Controller |  | https://drive.google.com/file/d/17_-63-3NAKAkeB7tmmGbxVnQcKamwshk/view?usp=drive_link
| RELAY | SSR | CARLO GAVAZZI | RZ3A40A40 |  | 3 CO |  |  | 400 |  |  | https://drive.google.com/file/d/1lWz3YBkiVL-vSgkwHpgFTuxTr-PVjSyr/view?usp=drive_link | https://drive.google.com/file/d/1FXaHvP1h7kh6rnNmnLG7O7iLLRbk7LWQ/view?usp=drive_link
| RELAY | SSR | CARLO GAVAZZI | RZ3A40A75 |  | 3 CO |  |  | 400 |  |  | https://drive.google.com/file/d/1lWz3YBkiVL-vSgkwHpgFTuxTr-PVjSyr/view?usp=drive_link | https://drive.google.com/file/d/1tlTMhtgcb53iOGPX471Jmq5i6JhknKRG/view?usp=drive_link
| RELAY | SSR | CARLO GAVAZZI | RZ3A40D25 |  | 3 CO |  |  | 400 |  |  | https://drive.google.com/file/d/1lWz3YBkiVL-vSgkwHpgFTuxTr-PVjSyr/view?usp=drive_link | https://drive.google.com/file/d/1tlTMhtgcb53iOGPX471Jmq5i6JhknKRG/view?usp=drive_link
| RELAY | SSR | CARLO GAVAZZI | RZ3A40D40 |  | 3 CO |  |  | 400 |  |  | https://drive.google.com/file/d/1lWz3YBkiVL-vSgkwHpgFTuxTr-PVjSyr/view?usp=drive_link
| RELAY | SSR | CARLO GAVAZZI | RZ3A40D55 |  | 3 CO |  |  | 400 |  |  | https://drive.google.com/file/d/1lWz3YBkiVL-vSgkwHpgFTuxTr-PVjSyr/view?usp=drive_link | https://drive.google.com/file/d/1tlTMhtgcb53iOGPX471Jmq5i6JhknKRG/view?usp=drive_link
| RELAY | SSR | CARLO GAVAZZI | RZ3A60D25 |  | 3 CO |  |  | 600 |  |  | https://drive.google.com/file/d/1lWz3YBkiVL-vSgkwHpgFTuxTr-PVjSyr/view?usp=drive_link | https://drive.google.com/file/d/1tlTMhtgcb53iOGPX471Jmq5i6JhknKRG/view?usp=drive_link
| OTHERS | SOLAR CHARGER | CARLO GAVAZZI | SBC10A
| SAFETY | SAFETY EDGE | MAYSER | SG-EFS 104/4 L | [7 empty] | https://drive.google.com/file/d/1OJi2XqLw_IVpAXNyYCTfK2hUojA3JXud/view?usp=drive_link
| CONTROLLER | LEVEL | CARLO GAVAZZI | SL150024 | [8 empty] | https://drive.google.com/file/d/1iZ1I2i6qMiPspPZ2ermyGxZWVAMSEmyI/view?usp=drive_link
| CONTROLLER | LEVEL | CARLO GAVAZZI | SL150048 | [7 empty] | https://drive.google.com/file/d/1TTbQWs31epaFShZWlf8QmKxcBke73n_v/view?usp=drive_link
| CONTROL | LEVEL | CARLO GAVAZZI | SM1552302K | [7 empty] | https://drive.google.com/file/d/1KdumWk_osSNo8u0Zwrzb_UHzTmfeIG_F/view?usp=drive_link | https://drive.google.com/file/d/1wLLqDIr3usOQvI7EYWhnsCfj-FWJVZ6y/view?usp=drive_link
| SAFETY | MAGNETIC | CARLO GAVAZZI | SMS31 | [7 empty] | https://drive.google.com/file/d/1OJi2XqLw_IVpAXNyYCTfK2hUojA3JXud/view?usp=drive_link | https://drive.google.com/file/d/1ShrvOde4M2zC0zKnfQn5EBT82AgleiWM/view?usp=drive_link
| CONTROL | SMPS | CARLO GAVAZZI | SPD24RM20
| CONTROL | SMPS | INDIAN | LS12-5V
| SAFETY | MAGNETIC | Texelco | TRS 542 | [7 empty] | https://drive.google.com/file/d/1wxkcJPfXLNt_W2p0iKfw-4nGhK1ooZbf/view?usp=drive_link
| ACCESSORIES | SOCKETS | CARLO GAVAZZI | ZMI2NA |  |  |  | DPDT |  |  | Metal | https://drive.google.com/file/d/1MJ5Ldyedm745Aa-8PvrdxzO9y53czkcS/view?usp=drive_link | https://drive.google.com/file/d/1g4BPdfEWLuWSIBbXVGU0nOvpQybAszZj/view?usp=drive_link
| ACCESSORIES | SOCKETS | CARLO GAVAZZI | ZMI4NA |  |  |  | DPDT |  |  | Metal | https://drive.google.com/file/d/1V_OSSpCmVsnP5-7sILaP15TjtA8PXwxd/view?usp=drive_link | https://drive.google.com/file/d/1g4BPdfEWLuWSIBbXVGU0nOvpQybAszZj/view?usp=drive_link
| ACCESSORIES | SOCKETS | CARLO GAVAZZI | ZPD11A |  |  |  | 3 DPDT |  |  |  | https://drive.google.com/file/d/1MrTVwnGkYsu6lMBY5boRT0NzvuKRe8NN/view?usp=drive_link | https://drive.google.com/file/d/1a0pbzzkrrhpiLvs1saygRscRNRrAky7q/view?usp=drive_link
| ACCESSORIES | SOCKETS | CARLO GAVAZZI | ZPD12A |  |  |  | 3 DPDT |  |  |  | https://drive.google.com/file/d/1MrTVwnGkYsu6lMBY5boRT0NzvuKRe8NN/view?usp=drive_link | https://drive.google.com/file/d/1a0pbzzkrrhpiLvs1saygRscRNRrAky7q/view?usp=drive_link
| ACCESSORIES | SOCKETS | CARLO GAVAZZI | ZPD8A |  |  |  | 2 DPDT |  |  |  | https://drive.google.com/file/d/1MrTVwnGkYsu6lMBY5boRT0NzvuKRe8NN/view?usp=drive_link | https://drive.google.com/file/d/1a0pbzzkrrhpiLvs1saygRscRNRrAky7q/view?usp=drive_link
| ACCESSORIES | SOCKETS | CARLO GAVAZZI | ZPYS2S |  |  |  | 2 DPDT |  |  |  | https://drive.google.com/file/d/1XUoYoGk4cmW9ZPWCIzCwDGkfdVvyo241/view?usp=drive_link | https://drive.google.com/file/d/1a0pbzzkrrhpiLvs1saygRscRNRrAky7q/view?usp=drive_link
| CONTROL | LEVEL | CARLO GAVAZZI | SL150024 | [8 empty] | https://drive.google.com/file/d/1iZ1I2i6qMiPspPZ2ermyGxZWVAMSEmyI/view?usp=drive_link
| RELAY | SSR | CARLO GAVAZZI | RA2425-D06 |  | 1 CO |  |  | 230V |  |  | https://drive.google.com/file/d/1bHOKKUZyAqIr3rqzqHlCwPoWyP4ZS6R-/view?usp=drive_link | https://drive.google.com/file/d/1BBVxaHWwVFskkIr-MV9EVAEGairlYLSM/view?usp=drive_link
| RELAY | SSR | CARLO GAVAZZI | RS1A40D40 |  | 1 CO |  |  | 400 |  |  | https://drive.google.com/file/d/1NSoSlaSBtMBbPmi7hHmgb-k5osnYPM3i/view?usp=drive_link | https://drive.google.com/file/d/1BBVxaHWwVFskkIr-MV9EVAEGairlYLSM/view?usp=drive_link
| RELAY | SSR | CARLO GAVAZZI | RS1A40D40E |  | 1 CO |  |  | 400 |  |  | https://drive.google.com/file/d/1NSoSlaSBtMBbPmi7hHmgb-k5osnYPM3i/view?usp=drive_link | https://drive.google.com/file/d/1BBVxaHWwVFskkIr-MV9EVAEGairlYLSM/view?usp=drive_link
| CONTROL | LEVEL | CARLO GAVAZZI | SL150048 | [7 empty] | https://drive.google.com/file/d/1TTbQWs31epaFShZWlf8QmKxcBke73n_v/view?usp=drive_link
| CONTROL | PLC | ARRAY | AF-10MRD | DIN Rail |  |  | Relay |  |  |  | https://drive.google.com/file/d/1z3TqOZ8dv63Nyrru0ZRJbcjbOfYhKgzX/view?usp=drive_link
| CONTROL | TIMER | CARLO GAVAZZI | DAA51CM24 |  |  |  | Relay | 24V-240VAC |  |  | https://drive.google.com/file/d/1Wc2WjIAN3V1IojceTVu41QxQMgP8pU_D/view?usp=drive_link | https://drive.google.com/file/d/15RNy1z5QX3ePiralA4r6AsFaWB4hH9QN/view?usp=drive_link
| CONTROL | TIMER | CARLO GAVAZZI | PBB01DM24
| CONTROL | TIMER | CARLO GAVAZZI | PMB01DM24
| CONTROL | TIMER | CARLO GAVAZZI | PMC01C024
| CONTROL | TIMER | Elko | CRM-93H/230V
| CONTROL | TIMER | Elko | PRM-92H/UNI
| SAFETY | SAFETY EDGE | MAYSER | GP39EPDMC25L | [8 empty] | https://drive.google.com/file/d/1dKtctVOTsWXXz6n79tGu67kJyVJmZJ5P/view?usp=drive_link
| SAFETY | SAFETY MATS | MAYSER | SM/BK1652X0644MM, | [8 empty] | https://drive.google.com/file/d/1LQttkoEY7R8ARInuMRXniq-AHwXnegKX/view?usp=drive_link
| SAFETY | SAFETY MATS | MAYSER | SM/BKSM/BK1652X644 | [8 empty] | https://drive.google.com/file/d/1LQttkoEY7R8ARInuMRXniq-AHwXnegKX/view?usp=drive_link
| CONTROL | TIMER | CARLO GAVAZZI | DAA01DM24
| CONTROL | TIMER | CARLO GAVAZZI | DBB01CM24
| CONTROL | TIMER | CARLO GAVAZZI | DAA01DM24
| CONTROL | TIMER | CARLO GAVAZZI | DBB01CM24 | [7 empty] | https://drive.google.com/file/d/1s0pkJs3h98iMFks5JBWVvpccmp1Bm72x/view?usp=drive_link
| CONTROL | TIMER | CARLO GAVAZZI | DCB01CM24 | [7 empty] | https://drive.google.com/file/d/1jIW2CGu4C_cK5-L3C7KlUvtHE2P8dl5L/view?usp=drive_link
| CONTROL | TIMER | CARLO GAVAZZI | DIB01CD4850MA | [7 empty] | https://drive.google.com/file/d/1jIW2CGu4C_cK5-L3C7KlUvtHE2P8dl5L/view?usp=drive_link
| CONTROL | TIMER | CARLO GAVAZZI | DIB01CD485A | [7 empty] | https://drive.google.com/file/d/1jIW2CGu4C_cK5-L3C7KlUvtHE2P8dl5L/view?usp=drive_link
| CONTROL | TIMER | CARLO GAVAZZI | DMB01CM24 | [7 empty] | https://drive.google.com/file/d/1jIW2CGu4C_cK5-L3C7KlUvtHE2P8dl5L/view?usp=drive_link
| CONTROL | TIMER | CARLO GAVAZZI | DMB01DM24 | [7 empty] | https://drive.google.com/file/d/1jIW2CGu4C_cK5-L3C7KlUvtHE2P8dl5L/view?usp=drive_link
| CONTROL | TIMER | CARLO GAVAZZI | DMB51CM24 | [7 empty] | https://drive.google.com/file/d/1jIW2CGu4C_cK5-L3C7KlUvtHE2P8dl5L/view?usp=drive_link
| CONTROL | TIMER | CARLO GAVAZZI | DMB51CM24B006 | [7 empty] | https://drive.google.com/file/d/1jIW2CGu4C_cK5-L3C7KlUvtHE2P8dl5L/view?usp=drive_link
| CONTROL | TIMER | CARLO GAVAZZI | DMB51CM24B028 | [7 empty] | https://drive.google.com/file/d/1jIW2CGu4C_cK5-L3C7KlUvtHE2P8dl5L/view?usp=drive_link
| CONTROL | TIMER | CARLO GAVAZZI | DMB51CW24 | [7 empty] | https://drive.google.com/file/d/1jIW2CGu4C_cK5-L3C7KlUvtHE2P8dl5L/view?usp=drive_link
| CONTROL | TIMER | CARLO GAVAZZI | DMB51CW24B004 | [7 empty] | https://drive.google.com/file/d/1jIW2CGu4C_cK5-L3C7KlUvtHE2P8dl5L/view?usp=drive_link
| CONTROL | TIMER | CARLO GAVAZZI | DMC01C724 | [7 empty] | https://drive.google.com/file/d/1jIW2CGu4C_cK5-L3C7KlUvtHE2P8dl5L/view?usp=drive_link
| CONTROL | TIMER | CARLO GAVAZZI | DPA01CM44 | [7 empty] | https://drive.google.com/file/d/1Cvgse1ugDhBWV2L9sSa24SKkCXrN85Lt/view?usp=drive_link
| CONTROL | TIMER | CARLO GAVAZZI | DPA01CM60 | [7 empty] | https://drive.google.com/file/d/1Cvgse1ugDhBWV2L9sSa24SKkCXrN85Lt/view?usp=drive_link
| CONTROL | TIMER | CARLO GAVAZZI | DPA51CM44 | [7 empty] | https://drive.google.com/file/d/1Cvgse1ugDhBWV2L9sSa24SKkCXrN85Lt/view?usp=drive_link
| CONTROL | TIMER | CARLO GAVAZZI | FKA01A12852
| CONTROL | TIMER | CARLO GAVAZZI | PCB01DM24 | [7 empty] | https://drive.google.com/file/d/1PTs6w_BW-0FbJ31kCGTcAUhFbV5DiS1A/view?usp=drive_link
| ACCESSORIES | REFLECTOR | CARLO GAVAZZI | APA18RAR
| ACCESSORIES | REFLECTOR | CARLO GAVAZZI | EM120-20 | [7 empty] | https://drive.google.com/file/d/1VZlE8BQTeeZUT6quYgSHdzJgwLTq5fQV/view?usp=drive_link
| ACCESSORIES | REFLECTOR | CARLO GAVAZZI | EM121-41 | [7 empty] | https://drive.google.com/file/d/1FqrQErea866egk7LuSYAc6sce0Vzno0M/view?usp=drive_link
| ACCESSORIES | REFLECTOR | CARLO GAVAZZI | ER1
| ACCESSORIES | REFLECTOR | CARLO GAVAZZI | ER100
| ACCESSORIES | REFLECTOR | CARLO GAVAZZI | ER4 | [7 empty] | https://drive.google.com/file/d/1kc2vxgOpoGzWCfFx0RQg5zEEXcTb15eZ/view?usp=drive_link
| ACCESSORIES | REFLECTOR | CARLO GAVAZZI | ER423 | [7 empty] | https://drive.google.com/file/d/17vOQNmM7YpVNANUPbqcl5L0jh_Stl11H/view?usp=drive_link
| ACCESSORIES | REFLECTOR | CARLO GAVAZZI | ER460 | [7 empty] | https://drive.google.com/file/d/1UANWzeV1XwiwJq9OBgqv_5LAr8yJv_jw/view?usp=drive_link
| ACCESSORIES | REFLECTOR | CARLO GAVAZZI | ER483
| ACCESSORIES | REFLECTOR | CARLO GAVAZZI | ER665 | [7 empty] | https://drive.google.com/file/d/1qOUsG5cuZx1AZYsyjrh8xw1a7qYuE0eZ/view?usp=drive_link
| ACCESSORIES | REFLECTOR | CARLO GAVAZZI | ER681-20
| ACCESSORIES | REFLECTOR | CARLO GAVAZZI | ER686 | [7 empty] | https://drive.google.com/file/d/1RQEHFogxGiXzL-9T7NRP9Vsp8Zf4Cebz/view?usp=drive_link
| ACCESSORIES | REFLECTOR | CARLO GAVAZZI | ER689 | [7 empty] | https://drive.google.com/file/d/1niT_J_5d15gOh8qYcWwy7dbFB0iqEE_h/view?usp=drive_link
| ACCESSORIES | REFLECTOR | CARLO GAVAZZI | ER692 | [7 empty] | https://drive.google.com/file/d/1UANWzeV1XwiwJq9OBgqv_5LAr8yJv_jw/view?usp=drive_link
| ACCESSORIES | REFLECTOR | CARLO GAVAZZI | ER8
| ACCESSORIES | REFLECTOR | CARLO GAVAZZI | ERT50
| CURRENT TRANSFORMER | CURRENT METERING | CARLO GAVAZZI | A82-20250 | [7 empty] | https://drive.google.com/file/d/1EKNSNYudK9mT5Z-RJubU9kdBGyUh0oP7/view?usp=drive_link
| CURRENT TRANSFORMER | CURRENT METERING | CARLO GAVAZZI | A82-20500 | [7 empty] | https://drive.google.com/file/d/1EKNSNYudK9mT5Z-RJubU9kdBGyUh0oP7/view?usp=drive_link
| CONTROL | PANEL METER | CARLO GAVAZZI | BD35 | [7 empty] | https://drive.google.com/file/d/13SDMlvmu2Enk4P4NBj8vwNlZvtnu8mGg/view?usp=drive_link
| CONTROL | PANEL METER | CARLO GAVAZZI | BOR1 | [7 empty] | https://drive.google.com/file/d/1P5qU5BC1sF7Ai9rcL3S3eGIDqXJG6hOU/view?usp=drive_link
| CONTROL | PANEL METER | CARLO GAVAZZI | BQTF1 | [7 empty] | https://drive.google.com/file/d/1venWgrvSFuRqbZoFyF0bAcvUeYF-kZm2/view?usp=drive_link
| CONTROL | PANEL METER | CARLO GAVAZZI | BQTRX | [7 empty] | https://drive.google.com/file/d/1wSeCoSHpxZJmcJOTnQtidB1_I5D2de0S/view?usp=drive_link
| CONTROL | PANEL METER | CARLO GAVAZZI | LDM30AV1D0XX | [7 empty] | https://drive.google.com/file/d/1wSeCoSHpxZJmcJOTnQtidB1_I5D2de0S/view?usp=drive_link
| CONTROL | PANEL METER | CARLO GAVAZZI | LDM30AV5D0XX | [7 empty] | https://drive.google.com/file/d/1wSeCoSHpxZJmcJOTnQtidB1_I5D2de0S/view?usp=drive_link
| CONTROL | PANEL METER | CARLO GAVAZZI | LDM60BCD32XX | [7 empty] | https://drive.google.com/file/d/1wSeCoSHpxZJmcJOTnQtidB1_I5D2de0S/view?usp=drive_link
| CONTROL | PANEL METER | CARLO GAVAZZI | MDI40TF1C2AXXIX | [7 empty] | https://drive.google.com/file/d/10Kg_aMBHw9VhCM_Ni-JzSSPbXrleimxa/view?usp=drive_link
| CONTROL | ENERGY METER AND POWER ANALYSER |  | CPTDINAV53HA1AX | [7 empty] | https://drive.google.com/file/d/1OioQKtp1uLm-n9eNBMZo9iDjbFUMdNDt/view?usp=drive_link
| CONTROL | ENERGY METER AND POWER ANALYSER |  | CPTDINAV53HA3AX | [7 empty] | https://drive.google.com/file/d/1OioQKtp1uLm-n9eNBMZo9iDjbFUMdNDt/view?usp=drive_link
| CONTROL | ENERGY METER AND POWER ANALYSER |  | CPTDINAV53LA1AX | [7 empty] | https://drive.google.com/file/d/1OioQKtp1uLm-n9eNBMZo9iDjbFUMdNDt/view?usp=drive_link
| CONTROL | ENERGY METER AND POWER ANALYSER |  | CTD1X1005AXXX | [7 empty] | https://drive.google.com/file/d/1tbGmacP73XZ0xHqFtnLy77thzekRmNDL/view?usp=drive_link
| CONTROL | ENERGY METER AND POWER ANALYSER |  | CTD1X1605AXXX | [7 empty] | https://drive.google.com/file/d/1tbGmacP73XZ0xHqFtnLy77thzekRmNDL/view?usp=drive_link
| CONTROL | ENERGY METER AND POWER ANALYSER |  | CTD1X505AXXX | [7 empty] | https://drive.google.com/file/d/1tbGmacP73XZ0xHqFtnLy77thzekRmNDL/view?usp=drive_link
| CONTROL | ENERGY METER AND POWER ANALYSER |  | CTD2X2005AXXX | [7 empty] | https://drive.google.com/file/d/1tbGmacP73XZ0xHqFtnLy77thzekRmNDL/view?usp=drive_link
| CONTROL | ENERGY METER AND POWER ANALYSER |  | CTD2X4005AXXX | [7 empty] | https://drive.google.com/file/d/1tbGmacP73XZ0xHqFtnLy77thzekRmNDL/view?usp=drive_link
| CONTROL | ENERGY METER AND POWER ANALYSER |  | CTD3X5005AXXX | [7 empty] | https://drive.google.com/file/d/12FgktE84114BQUyLKPN2TNVZOa154XgH/view?usp=drive_link
| CONTROL | ENERGY METER AND POWER ANALYSER |  | CTD-3X6001AXXX | [7 empty] | https://drive.google.com/file/d/12FgktE84114BQUyLKPN2TNVZOa154XgH/view?usp=drive_link
| CONTROL | ENERGY METER AND POWER ANALYSER |  | CTD3X8005AXXX | [7 empty] | https://drive.google.com/file/d/12FgktE84114BQUyLKPN2TNVZOa154XgH/view?usp=drive_link
| CONTROL | ENERGY METER AND POWER ANALYSER |  | CTD4X12505AXXX | [7 empty] | https://drive.google.com/file/d/12FgktE84114BQUyLKPN2TNVZOa154XgH/view?usp=drive_link
| CONTROL | ENERGY METER AND POWER ANALYSER |  | CTD5S2505AXXX | [7 empty] | https://drive.google.com/file/d/12FgktE84114BQUyLKPN2TNVZOa154XgH/view?usp=drive_link
| CONTROL | ENERGY METER AND POWER ANALYSER |  | DCT1A30V10LS1X | [7 empty] | https://drive.google.com/file/d/1AdhOfajNgDJnM0R6stJyW6CnQWfxqGgs/view?usp=drive_link
| CONTROL | ENERGY METER AND POWER ANALYSER |  | DI372AV5ADOXX | [7 empty] | https://drive.google.com/file/d/1lJ3EGGc8eBc8x2B2QttQUj8FPG2dGrWE/view?usp=drive_link
| CONTROL | ENERGY METER AND POWER ANALYSER |  | DI3DINAV5AA0XX | [7 empty] | https://drive.google.com/file/d/1P0X8paE4grWg37GLGilbkS_Hwlzcw6PJ/view?usp=drive_link
| CONTROL | ENERGY METER AND POWER ANALYSER |  | DI3DINAV5ADOXX | [7 empty] | https://drive.google.com/file/d/1P0X8paE4grWg37GLGilbkS_Hwlzcw6PJ/view?usp=drive_link
| CONTROL | ENERGY METER AND POWER ANALYSER |  | EM21072DAV53XOSX | [7 empty] | https://drive.google.com/file/d/1ypLxxZ6ZfhxJo446rWSl8RYLsd_bF1Yh/view?usp=drive_link
| CONTROL | ENERGY METER AND POWER ANALYSER |  | EM24DINAV23XISP | [7 empty] | https://drive.google.com/file/d/13_VBb-xCJybzqzH4Cg94GIxN-xJ10MkM/view?usp=drive_link
| CONTROL | ENERGY METER AND POWER ANALYSER |  | EM24DINAV53DISX | [7 empty] | https://drive.google.com/file/d/13_VBb-xCJybzqzH4Cg94GIxN-xJ10MkM/view?usp=drive_link
| CONTROL | ENERGY METER AND POWER ANALYSER |  | MC485232 | [7 empty] | https://drive.google.com/file/d/1QcXum4nzxqwbJy3AkGPf7ryatsyNYmWy/view?usp=drive_link
| CONTROL | ENERGY METER AND POWER ANALYSER |  | MOR2 | [7 empty] | https://drive.google.com/file/d/1Q1A72jnrgKVobgM0KoFgy2IA6N_8PmEj/view?usp=drive_link
| CONTROL | ENERGY METER AND POWER ANALYSER |  | WM1496AV53DX
| CONTROL | ENERGY METER AND POWER ANALYSER |  | WM20AV53H05
| CONTROL | ENERGY METER AND POWER ANALYSER |  | WM20AV53HCN | [7 empty] | https://drive.google.com/file/d/1Q0h_wQqaC1Zui2l7VuJ1t4NmZ_YRXCJB/view?usp=drive_link
| CONTROL | ENERGY METER AND POWER ANALYSER |  | WM30AV53H | [7 empty] | https://drive.google.com/file/d/17TktV3TtspzqAIAs7rc75fZER0pZaAtw/view?usp=drive_link
| CONTROL | ENERGY METER AND POWER ANALYSER |  | WM30AV63H | [7 empty] | https://drive.google.com/file/d/17TktV3TtspzqAIAs7rc75fZER0pZaAtw/view?usp=drive_link
| CURRENT TRANSFORMER | CURRENT METERING | CARLO GAVAZZI | E83-2050 | [7 empty] | https://drive.google.com/file/d/1ZRumadIJ0NAekYf6AuoWPJ4wtdVQh_zt/view?usp=drive_link
| CURRENT TRANSFORMER | CURRENT METERING | CARLO GAVAZZI | TADK155A | [7 empty] | https://drive.google.com/file/d/1DcDRYI-tinCCnMRyNXM8J9GW-8Dio6LW/view?usp=drive_link
| ACCESSORIES | CABLE | CARLO GAVAZZI | CONB14NF-A2 | [7 empty] | https://drive.google.com/file/d/160Yq59mMqQViex7uLyW1sO5mPUYe5K5F/view?usp=drive_link
| ACCESSORIES | CABLE | CARLO GAVAZZI | CONB14NF-A5 | [7 empty] | https://drive.google.com/file/d/160Yq59mMqQViex7uLyW1sO5mPUYe5K5F/view?usp=drive_link
| ACCESSORIES | CABLE | CARLO GAVAZZI | CONB14NF-ANT2 | [7 empty] | https://drive.google.com/file/d/160Yq59mMqQViex7uLyW1sO5mPUYe5K5F/view?usp=drive_link
| ACCESSORIES | CABLE | CARLO GAVAZZI | CONB14NF-APT2 | [7 empty] | https://drive.google.com/file/d/160Yq59mMqQViex7uLyW1sO5mPUYe5K5F/view?usp=drive_link
| ACCESSORIES | CABLE | CARLO GAVAZZI | CONB14NF-APT5 | [7 empty] | https://drive.google.com/file/d/160Yq59mMqQViex7uLyW1sO5mPUYe5K5F/view?usp=drive_link
| ACCESSORIES | CABLE | CARLO GAVAZZI | CONB14NF-SPT2 | [7 empty] | https://drive.google.com/file/d/160Yq59mMqQViex7uLyW1sO5mPUYe5K5F/view?usp=drive_link
| ACCESSORIES | CABLE | CARLO GAVAZZI | CONB14NF-SPT5 | [7 empty] | https://drive.google.com/file/d/160Yq59mMqQViex7uLyW1sO5mPUYe5K5F/view?usp=drive_link
| ACCESSORIES | CABLE | CARLO GAVAZZI | CONB15NF-A5 | [7 empty] | https://drive.google.com/file/d/160Yq59mMqQViex7uLyW1sO5mPUYe5K5F/view?usp=drive_link
| ACCESSORIES | CABLE | CARLO GAVAZZI | CONB53NF-A5 | [7 empty] | https://drive.google.com/file/d/160Yq59mMqQViex7uLyW1sO5mPUYe5K5F/view?usp=drive_link
| ACCESSORIES | CABLE | CARLO GAVAZZI | CONB53NF-APT5 | [7 empty] | https://drive.google.com/file/d/160Yq59mMqQViex7uLyW1sO5mPUYe5K5F/view?usp=drive_link
| ACCESSORIES | CABLE | CARLO GAVAZZI | CONB54NF-A5 | [7 empty] | https://drive.google.com/file/d/160Yq59mMqQViex7uLyW1sO5mPUYe5K5F/view?usp=drive_link
| ACCESSORIES | CABLE | CARLO GAVAZZI | CONE14NF-A10 | [7 empty] | https://drive.google.com/file/d/160Yq59mMqQViex7uLyW1sO5mPUYe5K5F/view?usp=drive_link
| ACCESSORIES | CABLE | CARLO GAVAZZI | CONE14NF-A5 | [7 empty] | https://drive.google.com/file/d/1vWzUB83I4w7Egrde-xdYzpdP0yowGU8x/view?usp=drive_link
| ACCESSORIES | CABLE | CARLO GAVAZZI | CONE14NF-S5 | [7 empty] | https://drive.google.com/file/d/1vWzUB83I4w7Egrde-xdYzpdP0yowGU8x/view?usp=drive_link
| ACCESSORIES | CABLE | CARLO GAVAZZI | CONE15NF-S10P
| ACCESSORIES | CABLE | CARLO GAVAZZI | CONE15NF-S5 | [7 empty] | https://drive.google.com/file/d/1zVpBgg60EZ6B5n6uJz1Lpx9seo-_YS-7/view?usp=drive_link
| ACCESSORIES | CABLE | CARLO GAVAZZI | CONE53NF-A5 | [7 empty] | https://drive.google.com/file/d/1zVpBgg60EZ6B5n6uJz1Lpx9seo-_YS-7/view?usp=drive_link
| ACCESSORIES | CABLE | CARLO GAVAZZI | CONE54NF-A5 | [7 empty] | https://drive.google.com/file/d/1zVpBgg60EZ6B5n6uJz1Lpx9seo-_YS-7/view?usp=drive_link
| ACCESSORIES | CABLE | CARLO GAVAZZI | CONG10-A2
| ACCESSORIES | CABLE | CARLO GAVAZZI | CONG1A-A5 | [7 empty] | https://drive.google.com/file/d/1MCogMj_yF06SmrJlZR5AP36kw-qhQfcx/view?usp=drive_link
| ACCESSORIES | CABLE | CARLO GAVAZZI | CONH6A-A5 | [7 empty] | https://drive.google.com/file/d/1GuJ3s8KjGIrgmqCZDA4uZvierhnrXdnE/view?usp=drive_link
| ACCESSORIES | CABLE | CARLO GAVAZZI | CONM13NF-S10
| ACCESSORIES | CABLE | CARLO GAVAZZI | CONM14NF-A | [7 empty] | https://drive.google.com/file/d/1RMUt7bqjYbId8fnDLbT_aHqW9ixRSpuO/view?usp=drive_link
| ACCESSORIES | CABLE | CARLO GAVAZZI | CONM14NF-ANT2
| ACCESSORIES | CABLE | CARLO GAVAZZI | CONM14NF-S
| ACCESSORIES | CABLE | CARLO GAVAZZI | CONM15NF-A5
| ACCESSORIES | CABLE | CARLO GAVAZZI | DT01